## We Energies
We Energies Public Queue
Updated: 12/22/2025
Work Request # | Technology Type(s) | Inverter kW-ac | Category Assignment | City | State | County | Current Application Status | Date Application Received | Commissioning Date | SUBSTATION | FEEDER
4642106 | Panel | 6000 | 4 | LA GRANGE | WI | Walworth County | Installation | 2021-03-02 |  | #N/A | #N/A
4656131 | Panel | 5000 | 4 | SHEBOYGAN | WI | Sheboygan County | Installation | 2021-04-15 |  | #N/A | #N/A
4658646 | Panel | 6000 | 4 | BRISTOL | WI | Kenosha County | Installation | 2021-04-21 |  | #N/A | #N/A
4678997 | Panel | 5000 | 4 | WALDO | WI | Sheboygan County | Installation | 2021-06-28 |  | #N/A | #N/A
4715720 | Panel | 0 | 4 | CAMPBELLSPORT | WI | Fond du Lac County | Installation | 2021-10-22 |  | #N/A | #N/A
4715734 | Panel | 7500 | 4 | NEW LONDON | WI | Waupaca County | Distribution Study | 2021-10-25 |  | #N/A | #N/A
4744461 | Panel | 300 | 3 | MILWAUKEE | WI | Milwaukee County | Installation | 2022-02-07 |  | #N/A
4778152 | Panel | 6.38 | 1 | MOUNT PLEASANT | WI | Racine County | Installation | 2022-05-24 |  | 314 | 5782
4824310 | Panel | 6000 | 4 | WHITEWATER | WI | Walworth County | Installation | 2021-10-22 |  | #N/A | #N/A
4845676 | Panel | 28.7 | 2 | WAUKESHA | WI | Waukesha County | Installation | 2023-01-06 |  | 576 | 2981
4847100 | Panel | 200 | 2 | RACINE | WI | Racine County | Installation | 2023-01-12 |  | 447 | 1685
4853234 | Panel | 6000 | 4 | Burlington | WI | Racine County | Installation | 2023-02-01 |  | #N/A | #N/A
4856474 | Panel | 6000 | 4 | KENOSHA | WI | Kenosha County | Installation | 2023-02-13 |  | #N/A | #N/A
4880149 | Panel | 5000 | 4 | WATERLOO | WI | Jefferson County | Installation | 2023-05-01 |  | #N/A | #N/A
4893782 | Panel | 5100 | 4 | ELLINGTON | WI | Outagamie County | Distribution Study | 2023-06-16 |  | #N/A | #N/A
4926141 | Panel | 5000 | 4 | WALDO | WI | Sheboygan County | Installation | 2023-09-28 |  | #N/A | #N/A
4938751 | Panel | 6000 | 4 | GERMANTOWN | WI | Washington County | Installation | 2023-11-09 |  | #N/A | #N/A
4940793 | Panel | 4000 | 4 | FRANKSVILLE | WI | Racine County | Installation | 2023-11-16 |  | #N/A | #N/A
4955825 | Panel | 6000 | 4 | EAST TROY | WI | Walworth County | Installation | 2024-01-18 |  | #N/A | #N/A
4965338 | Panel | 6000 | 4 | MUKWONAGO | WI | Waukesha County | Installation | 2024-02-19 |  | #N/A | #N/A
4972275 | Panel | 100 | 3 | FORT ATKINSON | WI | Jefferson County | Installation | 2024-03-06 |  | 153 | 8364
4972275 | Panel | 460 | 3 | FORT ATKINSON | WI | Jefferson County | Installation | 2024-03-06 |  | 153 | 8364
4974255 | Panel | 6000 | 4 | CALEDONIA | WI | Racine County | Distribution Study | 2024-03-12 |  | #N/A | #N/A
4979091 | Panel | 6875 | 4 | MILWAUKEE | WI | Milwaukee County | Distribution Study | 2024-03-28 |  | #N/A | #N/A
4982709 | Panel | 6000 | 4 | GERMANTOWN | WI | Ozaukee County | Installation | 2024-04-10 |  | #N/A | #N/A
4988374 | Panel Storage | 15 | 1 | BROOKFIELD | WI | Waukesha County | Installation | 2024-04-30 |  | 335 | 6383
4994587 | Panel Storage | 12500 | 4 | SALEM | WI | Kenosha County | Distribution Study | 2024-05-21 |  | #N/A | #N/A
4998715 | Panel | 4000 | 4 | FORT ATKINSON | WI | Jefferson County | Installation | 2024-06-03 |  | #N/A | #N/A
5002371 | Hydro | 0 | 4 | FLORENCE | WI | Florence County | Installation | 2024-06-13 |  | #N/A | #N/A
5010686 | Panel | 6.175 | 1 | BROOKFIELD | WI | Waukesha County | Installation | 2024-07-12 |  | 75 | 3451
5019922 | Panel | 4500 | 4 | FREDONIA | WI | Ozaukee County | Installation | 2024-08-09 |  | #N/A | #N/A
5020477 | Panel | 6000 | 4 | PALMYRA | WI | Jefferson County | Installation | 2024-08-13 |  | #N/A | #N/A
5026659 | Panel | 5000 | 4 | WEST BEND | WI | Washington County | Engineering Review | 2024-09-03 |  | #N/A | #N/A
5028479 | Panel Storage | 14.8 | 1 | ELM GROVE | WI |  | Installation | 2024-09-10 |  | 470 | 9353
5031343 | Panel | 4500 | 4 | LIMA | WI | Sheboygan County | Installation | 2024-09-18 |  | #N/A | #N/A
5033243 | Panel | 529 | 3 | RACINE | WI | Racine County | Engineering Review | 2024-09-24 |  | 198 | 1751
5034850 | Panel | 3.8 | 1 | KENOSHA | WI | Kenosha County | Installation | 2024-09-27 |  | 347 | 3863
5036407 | Panel | 4950 | 4 | IXONIA | WI | Jefferson County | Installation | 2024-10-03 |  | #N/A | #N/A
5037780 | Wind | 21.1 | 2 | SEYMOUR | WI | Outagamie County | New Application | 2024-10-07 |  | 464 | SL52
5041128 | Panel | 4.875 | 1 | WAUKESHA | WI | Waukesha County | Installation | 2024-10-18 |  | 344 | 0453
5042965 | Panel | 3.2 | 1 | WHITEWATER | WI | Walworth County | Installation | 2024-10-25 |  | 384 | 4473
5043575 | Panel | 1440 | 4 | MILWAUKEE | WI | Milwaukee County | Installation | 2024-10-28 |  | 334 | 4373
5043952 | Panel | 5.12 | 1 | FORT ATKINSON | WI | Jefferson County | Installation | 2024-10-29 |  | 153 | 8355
5043995 | Panel Storage | 11.5 | 2 | WEST ALLIS | WI | Milwaukee County | Installation | 2024-11-05 |  | 375 | 5553
5043995 | Panel Storage | 11.5 | 2 | WEST ALLIS | WI | Milwaukee County | Installation | 2024-10-29 |  | 375 | 5553
5044114 | Panel | 6000 | 4 | BLACK CREEK | WI | Outagamie County | Installation | 2024-10-30 |  | #N/A | #N/A
5045849 | Panel | 160 | 2 | WEST ALLIS | WI | Milwaukee County | Installation | 2024-11-04 |  | 249 | 4573
5046613 | Panel | 9.074 | 1 | SHIOCTON | WI | Outagamie County | Installation | 2024-11-06 |  | 139 | LL84
5048768 | Panel Storage | 12 | 1 | OCONOMOWOC | WI | Waukesha County | Installation | 2024-11-14 |  | 261 | 2662
5049802 | Panel Storage | 23.265 | 2 | KENOSHA | WI |  | Installation | 2024-11-18 |  | 14 | 8563
5049938 | Panel | 5 | 1 | MILWAUKEE | WI | Milwaukee County | Installation | 2024-11-19 |  | 236 | 3563
5050770 | Panel Storage | 18.65 | 1 | MILWAUKEE | WI | Milwaukee County | Installation | 2024-11-21 |  | 256 | 4663
5050875 | Panel | 2.28 | 1 | MILWAUKEE | WI | Milwaukee County | Installation | 2024-11-21 |  | #N/A
5051234 | Panel | 5.525 | 1 | WEST ALLIS | WI | Milwaukee County | Installation | 2024-11-22 |  | 59 | 7786
5055747 | Panel | 10.44 | 1 | PEWAUKEE | WI | Waukesha County | Installation | 2024-12-12 |  | 103 | 2886
5057070 | Panel | 34.2 | 2 | SHIOCTON | WI | Outagamie County | Installation | 2024-12-17 |  | 139 | LL83
5061800 | Panel | 250 | 3 | WAUKESHA | WI | Waukesha County | Installation | 2025-01-09 |  | 366 | 7055
5062240 | Panel | 9.1 | 1 | BROOKFIELD | WI | Waukesha County | Installation | 2025-01-13 |  | 391 | 8662
5062815 | Panel Storage | 30 | 2 | MUSKEGO | WI | Waukesha County | Installation | 2025-01-14 |  | 288 | 3047
5063384 | Panel | 6.448 | 1 | MILWAUKEE | WI | Milwaukee County | Installation | 2025-01-16 |  | 434 | 0152
5065789 | Panel | 3.42 | 1 | MILWAUKEE | WI | Milwaukee County | Installation | 2025-01-27 |  | 224 | 7951
5069204 | Panel | 7.6 | 1 | WAUKESHA | WI | Waukesha County | Installation | 2025-02-03 |  | 380 | 2152
5073472 | Panel | 16.4 | 1 | RIVER HILLS | WI | Milwaukee County | Installation | 2025-02-18 |  | 61 | 4973
5073923 | Panel | 3.8 | 1 | MILWAUKEE | WI | Milwaukee County | Installation | 2025-02-19 |  | 179 | 7261
5074057 | Panel | 4.875 | 1 | MILWAUKEE | WI | Milwaukee County | Installation | 2025-02-20 |  | 404 | 3472
5075147 | Panel | 6000 | 4 | BRISTOL | WI | Kenosha County | Engineering Review | 2025-02-25 |  | #N/A | #N/A
5075159 | Panel | 37.6 | 2 | MILWAUKEE | WI | Milwaukee County | Installation | 2025-02-25 |  | 87 | 6253
5075204 | Panel | 30 | 2 | MILWAUKEE | WI | Milwaukee County | Installation | 2025-02-25 |  | 404 | 3478
5075234 | Panel | 30 | 2 | MILWAUKEE | WI | Milwaukee County | Installation | 2025-02-25 |  | 77 | 7472
5075293 | Panel | 22.8 | 2 | MILWAUKEE | WI | Milwaukee County | Installation | 2025-02-25 |  | 121 | 2871
5075312 | Panel | 15.2 | 1 | MILWAUKEE | WI | Milwaukee County | Installation | 2025-02-25 |  | 17 | 4791
5075401 | Panel | 6000 | 4 | HARTFORD | WI | Washington County | Engineering Review | 2025-02-26 |  | #N/A | #N/A
5075428 | Panel | 100 | 2 | JOHNSON CREEK | WI | Jefferson County | Installation | 2025-02-26 |  | 319 | 7094
5075512 | Panel | 15.2 | 1 | OAK CREEK | WI | Milwaukee County | Installation | 2025-02-26 |  | 463 | 7884
5075526 | Panel Storage | 90 | 2 | KENOSHA | WI | Kenosha County | Installation | 2025-02-26 |  | 182 | 9371
5075815 | Panel | 3.8 | 1 | MILWAUKEE | WI | Milwaukee County | Installation | 2025-02-27 |  | 256 | 4664
5078896 | Panel | 6000 | 4 | SEYMOUR | WI | Outagamie County | Installation | 2025-03-10 |  | #N/A | #N/A
5082465 | Panel | 10 | 1 | MILWAUKEE | WI | Milwaukee County | Installation | 2025-03-12 |  | 337 | 0252
5083305 | Panel | 5.44 | 1 | MILWAUKEE | WI | Milwaukee County | Installation | 2025-03-13 |  | 225 | 1552
5083684 | Panel Storage | 19.5 | 2 | MOUNT PLEASANT | WI | Racine County | Installation | 2025-03-14 |  | 314 | 5782
5084383 | Panel | 612 | 3 | APPLETON | WI | Outagamie County | New Application | 2025-03-17 |  | 81 | 5480
5087269 | Panel Storage | 16.06 | 1 | WAUKESHA | WI | Waukesha County | Installation | 2025-03-25 |  | 366 | 7066
5089106 | Panel | 15.2 | 1 | GREENFIELD | WI | Milwaukee County | Installation | 2025-03-31 |  | 59 | 7793
5090323 | Panel | 10.88 | 1 | WAUWATOSA | WI | Milwaukee County | Installation | 2025-04-03 |  | 66 | 8652
5090419 | Panel | 6.46 | 1 | MILWAUKEE | WI | Milwaukee County | Installation | 2025-04-03 |  | 305 | 2874
5091244 | Panel | 34.6 | 2 | MILWAUKEE | WI | Milwaukee County | Installation | 2025-04-07 |  | 270 | 3783
5091785 | Panel | 10.47 | 1 | OCONOMOWOC | WI | Waukesha County | Installation | 2025-04-09 |  | 261 | 2652
5092320 | Panel | 4.32 | 1 | WAUKESHA | WI | Waukesha County | Installation | 2025-04-10 |  | 228 | 3581
5092537 | Panel | 2.9 | 1 | WEST ALLIS | WI | Milwaukee County | Installation | 2025-04-10 |  | 375 | 5561
5093012 | Panel Storage | 16.31 | 1 | WATERFORD | WI | Racine County | Installation | 2025-04-11 |  | 468 | 3481
5093384 | Other | 276 | 3 | WAUWATOSA | WI | Milwaukee County | Installation | 2025-04-14 |  | 234 | 1863
5093849 | Panel Storage | 14.93 | 1 | MILWAUKEE | WI | Milwaukee County | Installation | 2025-04-15 |  | 59 | 7786
5094051 | Panel | 6.4 | 1 | IXONIA | WI | Jefferson County | Installation | 2025-04-15 |  | 98 | 9073
5094627 | Panel | 21 | 2 | FRANKLIN | WI | Milwaukee County | Installation | 2025-04-17 |  | 463 | 7872
5095142 | Panel Storage | 9.095 | 1 | WEST ALLIS | WI | Milwaukee County | Installation | 2025-04-21 |  | #N/A | #N/A
5095878 | Panel | 6.08 | 1 | KENOSHA | WI | Kenosha County | Installation | 2025-04-23 |  | 330 | 5163
5096052 | Panel | 3.2 | 1 | MILWAUKEE | WI | Milwaukee County | Installation | 2025-04-23 |  | #N/A | #N/A
5096170 | Panel | 4.16 | 1 | MILWAUKEE | WI | Milwaukee County | Installation | 2025-04-23 |  | 224 | 7951
5096537 | Panel | 67.3 | 2 | MILWAUKEE | WI | Milwaukee County | Installation | 2025-04-24 |  | #N/A
5097495 | Panel | 30 | 2 | FORT ATKINSON | WI | Jefferson County | Installation | 2025-05-02 |  | 412 | 5762
5097495 | Panel | 30 | 2 | FORT ATKINSON | WI | Jefferson County | Installation | 2025-04-29 |  | 412 | 5762
5098362 | Panel | 5.752 | 1 | SAINT CLOUD | WI | Fond du Lac County | Installation | 2025-04-30 |  | 146 | 1093
5099444 | Panel | 30 | 2 | WAUKESHA | WI | Waukesha County | Installation | 2025-05-02 |  | 165 | 4751
5099444 | Panel | 30 | 2 | WAUKESHA | WI | Waukesha County | Installation | 2025-05-02 |  | 165 | 4751
5101543 | Panel | 3.52 | 1 | WAUKESHA | WI | Waukesha County | Installation | 2025-05-09 |  | 380 | 2153
5101772 | Panel | 8.36 | 1 | WEST BEND | WI | Washington County | Installation | 2025-05-09 |  | 33 | 9785
5101872 | Panel | 3.84 | 1 | RACINE | WI | Racine County | Installation | 2025-05-12 |  | 422 | 3172
5101901 | Panel Storage | 21.78 | 2 | HALES CORNERS | WI | Milwaukee County | Installation | 2025-05-12 |  | 288 | 3062
5102062 | Panel | 4.18 | 1 | MILWAUKEE | WI | Milwaukee County | New Application | 2025-05-12 |  | 201 | 1343
5102518 | Panel | 8.36 | 1 | OAK CREEK | WI | Milwaukee County | Installation | 2025-05-13 |  | 275 | 8451
5102625 | Panel Storage | 11.5 | 1 | MILWAUKEE | WI | Milwaukee County | Installation | 2025-05-13 |  | 256 | 4663
5102996 | Panel | 50 | 2 | MILWAUKEE | WI | Milwaukee County | Installation | 2025-05-14 |  | 423 | 9471
5103036 | Panel | 4.48 | 1 | OCONOMOWOC | WI | Waukesha County | Installation | 2025-05-14 |  | 30 | 6172
5103119 | Panel | 4.18 | 1 | KENOSHA | WI | Kenosha County | Installation | 2025-05-14 |  | 314 | 5782
5103274 | Panel | 8.36 | 1 | MUKWONAGO | WI | Waukesha County | Installation | 2025-05-15 |  | 241 | 7377
5103331 | Panel | 3.42 | 1 | GREENDALE | WI | Milwaukee County | Installation | 2025-05-15 |  | 134 | 1672
5103345 | Panel | 3.8 | 1 | MILWAUKEE | WI | Milwaukee County | Installation | 2025-05-14 |  | 76 | 8762
5103772 | Panel | 9.88 | 1 | RACINE | WI | Racine County | Installation | 2025-05-16 |  | 89 | 5553
5104047 | Panel | 15.2 | 1 | BROWN DEER | WI | Milwaukee County | Installation | 2025-05-16 |  | 311 | 3584
5105003 | Panel | 4.56 | 1 | RACINE | WI | Racine County | Installation | 2025-05-20 |  | 145 | 2553
5105020 | Panel | 3.04 | 1 | MILWAUKEE | WI | Milwaukee County | Installation | 2025-05-20 |  | 201 | 1343
5105044 | Panel | 9.92 | 1 | JOHNSON CREEK | WI | Jefferson County | Installation | 2025-05-20 |  | 174 | 6674
5105690 | Panel | 4.16 | 1 | CALEDONIA | WI | Racine County | Installation | 2025-05-21 |  | 589 | 6584
5105804 | Panel | 0 | 3 | RACINE | WI | Racine County | Engineering Review | 2025-05-22 |  | 447 | 1683
5105826 | Panel | 10.44 | 1 | MILWAUKEE | WI | Milwaukee County | Installation | 2025-05-22 |  | 256 | 4663
5105857 | Panel | 80 | 2 | STURTEVANT | WI | Racine County | Installation | 2025-05-22 |  | 447 | 1686
5106013 | Panel | 120 | 2 | RACINE | WI | Racine County | Installation | 2025-05-22 |  | 304 | 8353
5106260 | Panel | 5.7 | 1 | MILWAUKEE | WI | Milwaukee County | Installation | 2025-05-23 |  | 152 | 6151
5106290 | Panel | 4.64 | 1 | MUKWONAGO | WI | Waukesha County | Installation | 2025-05-23 |  | 241 | 7382
5106380 | Storage | 11.5 | 1 | MILWAUKEE | WI | Milwaukee County | Installation | 2025-05-23 |  | 337 | 0252
5106705 | Panel | 9.6 | 1 | WEST ALLIS | WI | Milwaukee County | Installation | 2025-05-27 |  | 386 | 5961
5107014 | Panel | 1099.5 | 4 | BROWN DEER | WI | Milwaukee County | Installation | 2025-05-28 |  | 450 | 1481
5107023 | Panel | 5.12 | 1 | KENOSHA | WI | Kenosha County | Installation | 2025-05-28 |  | 14 | 8552
5107432 | Panel | 8.96 | 1 | BYRON | WI | Fond du Lac County | Installation | 2025-05-28 |  | 108 | 0172
5107774 | Panel Storage | 18.8 | 1 | EAST TROY | WI | Walworth County | Installation | 2025-05-29 |  | 241 | 7376
5107816 | Panel | 4.56 | 1 | KENOSHA | WI | Kenosha County | Installation | 2025-05-29 |  | 315 | 2352
5107903 | Panel | 7.6 | 1 | RACINE | WI | Racine County | Installation | 2025-05-29 |  | 421 | 5153
5107919 | Panel | 7.6 | 1 | BELGIUM | WI | Ozaukee County | Installation | 2025-05-29 |  | 159 | 0588
5108238 | Panel | 6.46 | 1 | WEST BEND | WI | Washington County | Installation | 2025-05-30 |  | 34 | 1051
5108264 | Panel | 6.72 | 1 | NEW BERLIN | WI | Waukesha County | Installation | 2025-05-30 |  | 237 | 2796
5108495 | Panel | 9.6 | 1 | WAUKESHA | WI | Waukesha County | Installation | 2025-06-02 |  | 165 | 4761
5108876 | Panel Storage | 11.5 | 1 | APPLETON | WI | Outagamie County | Installation | 2025-06-02 |  | 639 | PT52
5109606 | Panel | 300 | 3 | MALONE | WI | Fond du Lac County | Installation | 2025-06-04 |  | 146 | 1091
5109620 | Panel | 4.56 | 1 | WATERTOWN | WI | Jefferson County | Installation | 2025-06-04 |  | 354 | 5862
5109633 | Panel | 1440 | 4 | FRANKLIN | WI | Milwaukee County | Distribution Study | 2025-06-04 |  | 463 | 7873
5109661 | Panel | 9.12 | 1 | MILWAUKEE | WI | Milwaukee County | Installation | 2025-06-04 |  | 415 | 7463
5109717 | Panel | 6.08 | 1 | MILWAUKEE | WI | Milwaukee County | Installation | 2025-06-04 |  | #N/A
5109725 | Panel | 10.64 | 1 | MILWAUKEE | WI | Milwaukee County | Installation | 2025-06-04 |  | #N/A
5109736 | Panel | 12.16 | 1 | MILWAUKEE | WI | Milwaukee County | Installation | 2025-06-04 |  | #N/A
5109743 | Panel | 11.78 | 1 | MILWAUKEE | WI | Milwaukee County | Installation | 2025-06-04 |  | #N/A
5109900 | Panel Storage | 17.54 | 1 | MILWAUKEE | WI | Milwaukee County | Installation | 2025-06-04 |  | 423 | 9474
5110216 | Panel | 7700 | 4 | SALEM LAKES | WI | Kenosha County | Engineering Review | 2025-06-05 |  | #N/A | #N/A
5111012 | Panel | 6.96 | 1 | SALEM | WI | Kenosha County | Installation | 2025-06-09 |  | 317 | 3981
5111116 | Panel | 3.84 | 1 | WEST ALLIS | WI | Milwaukee County | Installation | 2025-06-09 |  | 201 | 1361
5111356 | Panel | 5.76 | 1 | RACINE | WI | Racine County | Installation | 2025-06-09 |  | 310 | 2762
5111790 | Panel | 6.08 | 1 | SUSSEX | WI | Waukesha County | Installation | 2025-06-10 |  | 333 | 5487
5111800 | Panel | 5.76 | 1 | RACINE | WI | Racine County | Installation | 2025-06-10 |  | 145 | 2553
5112666 | Panel | 34.6 | 2 | MILWAUKEE | WI | Milwaukee County | Installation | 2025-06-12 |  | #N/A | #N/A
5112680 | Panel | 34.6 | 2 | MILWAUKEE | WI | Milwaukee County | Installation | 2025-06-12 |  | #N/A | #N/A
5113362 | Panel | 9.28 | 1 | KANSASVILLE | WI | Racine County | Installation | 2025-06-16 |  | 269 | 8993
5113400 | Panel Storage | 11000 | 4 | ELKHORN | WI | Walworth County | New Application | 2025-06-16 |  | 325 | 6582
5113441 | Panel Storage | 10000 | 4 | CAMPBELLSPORT | WI | Fond du Lac County | New Application | 2025-06-16 |  | #N/A | #N/A
5113620 | Panel Storage | 10000 | 4 | FORT ATKINSON | WI | Jefferson County | New Application | 2025-06-16 |  | #N/A | #N/A
5113690 | Panel | 5000 | 4 | WATERTOWN | WI | Jefferson County | Distribution Study | 2025-06-16 |  | #N/A | #N/A
5113730 | Panel | 6000 | 4 | FORT ATKINSON | WI | Jefferson County | Distribution Study | 2025-06-16 |  | #N/A | #N/A
5113860 | Panel | 240 | 3 | MILWAUKEE | WI | Milwaukee County | Engineering Review | 2025-06-17 |  | 102 | 3656
5113868 | Panel | 240 | 3 | MILWAUKEE | WI | Milwaukee County | Engineering Review | 2025-06-17 |  | 102 | 3656
5113875 | Panel | 120 | 2 | MILWAUKEE | WI | Milwaukee County | Installation | 2025-06-17 |  | 475 | 9142
5114250 | Panel | 6000 | 4 | LAKE MILLS | WI | Jefferson County | Distribution Study | 2025-06-17 |  | #N/A | #N/A
5114443 | Panel | 4.48 | 1 | WEST ALLIS | WI | Milwaukee County | Installation | 2025-06-18 |  | 201 | 1354
5115346 | Panel Storage | 11.5 | 1 | MILWAUKEE | WI | Milwaukee County | Installation | 2025-06-19 |  | 249 | 4597
5115795 | Panel Storage | 58.24 | 2 | HUBERTUS | WI | Washington County | Installation | 2025-06-20 |  | 30 | 6178
5115822 | Panel | 11.78 | 1 | NEW BERLIN | WI | Waukesha County | Installation | 2025-06-20 |  | 75 | 3453
5115828 | Panel | 10 | 1 | PORT WASHINGTON | WI | Ozaukee County | Installation | 2025-06-20 |  | 352 | 7651
5116661 | Panel | 6.912 | 1 | MILWAUKEE | WI | Milwaukee County | Installation | 2025-06-24 |  | 66 | 8661
5116790 | Panel | 6.4 | 1 | WEST ALLIS | WI | Milwaukee County | Installation | 2025-06-24 |  | 201 | 1361
5116998 | Panel Storage | 15 | 1 | COLGATE | WI | Washington County | Installation | 2025-06-24 |  | 455 | 4852
5117110 | Other | 674 | 3 | RACINE | WI | Racine County | Engineering Review | 2025-06-25 |  | 421 | 5153
5117239 | Panel Biomass | 6160 | 4 | OAK CREEK | WI | Milwaukee County | Distribution Study | 2025-06-25 |  | 275 | 8454
5117337 | Panel | 4.992 | 1 | MILWAUKEE | WI | Milwaukee County | Installation | 2025-06-25 |  | 171 | 2351
5118003 | Panel | 7.68 | 1 | KAUKAUNA | WI | Outagamie County | Installation | 2025-06-27 |  | 160 | RD61
5118221 | Panel | 4.224 | 1 | MILWAUKEE | WI | Milwaukee County | Installation | 2025-06-27 |  | #N/A | #N/A
5118612 | Panel | 300 | 4 | FRANKLIN | WI | Milwaukee County | Installation | 2025-06-30 |  | 463 | 7873
5118769 | Panel Storage | 17.96 | 1 | MILWAUKEE | WI | Milwaukee County | Installation | 2025-06-30 |  | 76 | 8762
5119016 | Panel | 7.68 | 1 | ELKHORN | WI | Walworth County | Installation | 2025-07-01 |  | 325 | 6581
5119188 | Panel | 6.84 | 1 | MILWAUKEE | WI | Milwaukee County | Installation | 2025-07-01 |  | 179 | 7261
5119810 | Panel | 100 | 2 | 2326 MOHR AVE | WI | Racine County | New Application | 2025-07-02 |  | 422 | 3172
5119838 | Panel | 400 | 3 | RACINE | WI | Racine County | Engineering Review | 2025-07-02 |  | 291 | 8556
5119889 | Panel | 12.288 | 1 | WAUWATOSA | WI | Milwaukee County | Installation | 2025-07-02 |  | 249 | 4571
5120122 | Panel | 200 | 2 | RACINE | WI | Racine County | Installation | 2025-07-03 |  | 421 | 5152
5120950 | Panel | 6.46 | 1 | MILWAUKEE | WI | Milwaukee County | Installation | 2025-07-07 |  | 404 | 3472
5120962 | Panel | 5.32 | 1 | KENOSHA | WI | Kenosha County | Installation | 2025-07-07 |  | 330 | 5162
5121165 | Panel | 6.84 | 1 | WEST ALLIS | WI | Milwaukee County | Installation | 2025-07-08 |  | 375 | 5553
5121179 | Panel | 9.88 | 1 | RACINE | WI | Racine County | Installation | 2025-07-08 |  | 421 | 5141
5121262 | Panel | 4.8 | 1 | MILWAUKEE | WI | Milwaukee County | Installation | 2025-07-08 |  | 201 | 1343
5121295 | Panel | 5.76 | 1 | JOHNSON CREEK | WI | Jefferson County | Installation | 2025-07-08 |  | 98 | 9081
5122049 | Panel | 6000 | 4 | EDEN | WI | Fond du Lac County | Engineering Review | 2025-07-10 |  | #N/A | #N/A
5122353 | Panel | 11.52 | 1 | MILWAUKEE | WI | Milwaukee County | Installation | 2025-07-10 |  | 151 | 9251
5122380 | Panel | 6.96 | 1 | MILWAUKEE | WI | Milwaukee County | Installation | 2025-07-11 |  | 415 | 7464
5123120 | Panel | 14.82 | 1 | WAUWATOSA | WI | Milwaukee County | Installation | 2025-07-14 |  | 249 | 4597
5123288 | Panel | 4.56 | 1 | WEST ALLIS | WI | Milwaukee County | Installation | 2025-07-15 |  | 375 | 5553
5123415 | Panel | 3.84 | 1 | LOMIRA | WI | Dodge County | Installation | 2025-07-15 |  | 204 | 2152
5123464 | Panel | 7.04 | 1 | MILWAUKEE | WI | Milwaukee County | Installation | 2025-07-15 |  | 152 | 6173
5123613 | Panel | 25 | 2 | FRANKLIN | WI | Milwaukee County | Pending Approval | 2025-07-15 |  | 463 | 7885
5123772 | Panel | 2.9 | 1 | MILWAUKEE | WI | Milwaukee County | Installation | 2025-07-16 |  | 404 | 3473
5123933 | Panel | 11.78 | 1 | WAUWATOSA | WI | Milwaukee County | Installation | 2025-07-16 |  | 249 | 4587
5124006 | Panel | 7.6 | 1 | MOUNT CALVARY | WI | Fond du Lac County | Installation | 2025-07-16 |  | 146 | 1091
5124040 | Panel | 3.84 | 1 | FORT ATKINSON | WI | Jefferson County | Installation | 2025-07-16 |  | 154 | 9162
5124187 | Panel Storage | 11.5 | 1 | SHEBOYGAN FALLS | WI | Sheboygan County | Installation | 2025-07-16 |  | 167 | 4261
5124198 | Panel | 7.83 | 1 | ELM GROVE | WI | Waukesha County | Installation | 2025-07-17 |  | 142 | 4661
5124427 | Panel | 8 | 1 | MILWAUKEE | WI | Milwaukee County | Installation | 2025-07-17 |  | 76 | 8762
5124485 | Panel | 7.64 | 1 | RACINE | WI | Racine County | Installation | 2025-07-17 |  | 422 | 3171
5124577 | Storage | 11.5 | 1 | BROOKFIELD | WI | Waukesha County | Installation | 2025-07-18 |  | 164 | 7952
5124841 | Panel | 6.964 | 1 | MILWAUKEE | WI | Milwaukee County | Installation | 2025-07-18 |  | 179 | 7251
5125013 | Panel | 4.18 | 1 | WEST BEND | WI | Washington County | Installation | 2025-07-21 |  | 374 | 4152
5125016 | Panel | 14.208 | 1 | WATERFORD | WI | Racine County | Installation | 2025-07-21 |  | 468 | 3484
5125142 | Panel | 7.6 | 1 | GERMANTOWN | WI | Washington County | Installation | 2025-07-21 | 45971 | 213 | 5382
5125206 | Panel Storage | 26.46 | 2 | MILWAUKEE | WI | Milwaukee County | Installation | 2025-07-21 |  | 171 | 2362
5125427 | Panel | 5.7 | 1 | MILWAUKEE | WI | Milwaukee County | Installation | 2025-07-21 |  | #N/A
5125811 | Panel Storage | 9 | 1 | FORT ATKINSON | WI | Jefferson County | Installation | 2025-07-22 |  | 154 | 9162
5125938 | Panel | 2.28 | 1 | MILWAUKEE | WI | Milwaukee County | Installation | 2025-07-23 |  | 305 | 2851
5125943 | Panel Storage | 19.6 | 1 | CALEDONIA | WI | Racine County | Installation | 2025-07-23 |  | 291 | 8565
5126373 | Panel | 4.56 | 1 | MILWAUKEE | WI | Milwaukee County | Installation | 2025-07-24 |  | 305 | 2852
5126375 | Panel | 6.46 | 1 | MEQUON | WI | Ozaukee County | Installation | 2025-07-24 |  | 227 | 3962
5126387 | Panel | 13.3 | 1 | FRANKSVILLE | WI | Racine County | Installation | 2025-07-24 |  | 452 | 2583
5126396 | Panel | 4.8 | 1 | WAUKESHA | WI | Waukesha County | Installation | 2025-07-24 |  | 228 | 3581
5126414 | Panel Storage | 7.68 | 1 | FRANKLIN | WI | Milwaukee County | Pending Approval | 2025-07-24 |  | 288 | 3051
5126516 | Panel | 6.613 | 1 | MILWAUKEE | WI | Milwaukee County | Installation | 2025-07-24 |  | 179 | 7251
5126820 | Panel Storage | 15.2 | 1 | REESEVILLE | WI | Dodge County | Installation | 2025-07-25 |  | 319 | 7091
5126984 | Panel | 30 | 2 | MOUNT CALVARY | WI | Fond du Lac County | Installation | 2025-07-24 |  | 146 | 1091
5127144 | Panel Storage | 11.5 | 1 | BAYSIDE | WI | Milwaukee County | Installation | 2025-07-25 |  | 54 | 1402
5127644 | Panel | 9.5 | 1 | KENOSHA | WI | Kenosha County | Installation | 2025-07-29 |  | 314 | 5774
5127787 | Panel Storage | 13.92 | 1 | MILWAUKEE | WI | Milwaukee County | Installation | 2025-07-29 |  | 77 | 7472
5128035 | Panel | 17.7 | 1 | BURLINGTON | WI | Racine County | Installation | 2025-07-29 |  | 67 | 1145
5128702 | Panel | 36 | 2 | FRANKLIN | WI | Milwaukee County | Pending Approval | 2025-07-31 |  | 463 | 7885
5128950 | Panel | 4.64 | 1 | SUSSEX | WI | Waukesha County | Installation | 2025-07-31 |  | 333 | 5487
5129001 | Panel | 7.6 | 1 | ADELL | WI | Sheboygan County | Installation | 2025-07-31 |  | 1 | 6472
5129034 | Panel Storage | 11.5 | 1 | FRANKLIN | WI | Milwaukee County | Installation | 2025-07-31 |  | 288 | 3045
5129038 | Panel | 7.475 | 1 | WAUKESHA | WI | Waukesha County | Installation | 2025-07-31 |  | 344 | 0453
5129173 | Panel | 9.6 | 1 | PALMYRA | WI | Jefferson County | Installation | 2025-08-01 |  | 268 | 4151
5129277 | Panel | 7.04 | 1 | WEST ALLIS | WI | Milwaukee County | Installation | 2025-08-01 |  | 386 | 5962
5129295 | Panel | 5.32 | 1 | WAUKESHA | WI | Waukesha County | Installation | 2025-08-01 |  | 228 | 3585
5129584 | Panel | 840 | 3 | PLEASANT PRAIRIE | WI | Kenosha County | Installation | 2025-08-04 |  | 192 | 6275
5129680 | Panel | 11.4 | 1 | WEST ALLIS | WI | Milwaukee County | Installation | 2025-08-04 |  | 201 | 1355
5129712 | Panel Storage | 11.5 | 1 | LAKE MILLS | WI | Jefferson County | Installation | 2025-08-04 |  | 174 | 6684
5130178 | Panel | 4.94 | 1 | NEENAH | WI | Winnebago County | Installation | 2025-08-05 |  | 57 | GW54
5130418 | Panel | 10 | 1 | LOWELL | WI | Dodge County | Installation | 2025-08-05 |  | 319 | 7091
5130438 | Panel | 5.7 | 1 | MILWAUKEE | WI | Milwaukee County | Installation | 2025-08-05 |  | #N/A | 0
5130473 | Panel | 9.6 | 1 | MILWAUKEE | WI | Milwaukee County | Installation | 2025-08-05 |  | 152 | 6171
5131621 | Panel | 7.68 | 1 | NEW BERLIN | WI | Waukesha County | Installation | 2025-08-07 |  | 237 | 2774
5131625 | Panel | 8.96 | 1 | MILWAUKEE | WI | Milwaukee County | Installation | 2025-08-07 |  | 270 | 3772
5131750 | Panel Storage | 9.18 | 1 | MILWAUKEE | WI | Milwaukee County | Installation | 2025-08-08 |  | 202 | 3282
5131753 | Panel Storage | 17.58 | 1 | GREENDALE | WI | Milwaukee County | Installation | 2025-08-08 |  | 134 | 1661
5132390 | Panel | 14.06 | 1 | MILWAUKEE | WI | Milwaukee County | New Application | 2025-08-11 |  | 415 | 7463
5132396 | Panel | 3.84 | 1 | GREENFIELD | WI | Milwaukee County | Installation | 2025-08-11 |  | 202 | 3282
5132399 | Panel | 8 | 1 | FRANKLIN | WI | Milwaukee County | Installation | 2025-08-11 |  | 463 | 7872
5132751 | Panel | 34.2 | 2 | MILWAUKEE | WI | Milwaukee County | Installation | 2025-08-11 |  | 415 | 7453
5133463 | Panel Storage | 23 | 2 | MILWAUKEE (GREENFIELD) | WI | Milwaukee County | Installation | 2025-08-13 |  | 96 | 1651
5133682 | Panel | 7.6 | 1 | GRAFTON | WI | Ozaukee County | Installation | 2025-08-13 |  | 438 | Z783
5134000 | Panel | 4.56 | 1 | TREVOR | WI | Kenosha County | Installation | 2025-08-14 |  | 317 | 3974
5134229 | Panel Storage | 22.16 | 2 | DARIEN | WI | Walworth County | Installation | 2025-08-14 |  | 456 | 7162
5134377 | Panel Storage | 11.5 | 1 | WALES | WI | Waukesha County | Installation | 2025-08-14 |  | #N/A | #N/A
5134572 | Panel Storage | 11.5 | 1 | KENOSHA | WI | Kenosha County | Pending Approval | 2025-08-15 |  | 182 | 9381
5134594 | Panel | 3.42 | 1 | MILWAUKEE | WI | Milwaukee County | Installation | 2025-08-15 |  | 102 | 3662
5134628 | Panel Storage | 158.6 | 2 | APPLETON | WI | Outagamie County | New Application | 2025-08-15 |  | 70 | BDM2
5134729 | Panel Storage | 162.5 | 2 | APPLETON | WI | Outagamie County | New Application | 2025-08-15 |  | 80 | AS64
5134803 | Panel | 6000 | 4 | RUBICON | WI | Dodge County | Engineering Review | 2025-08-15 |  | #N/A | #N/A
5135970 | Panel | 7.6 | 1 | BURLINGTON | WI | Racine County | Installation | 2025-08-19 |  | 67 | 1146
5135972 | Panel | 7.6 | 1 | MILWAUKEE | WI | Milwaukee County | Installation | 2025-08-19 |  | 171 | 2361
5135974 | Panel | 7.6 | 1 | MILWAUKEE | WI | Milwaukee County | Installation | 2025-08-19 |  | 117 | 0761
5136069 | Panel | 8.725 | 1 | WHITEWATER | WI | Walworth County | Installation | 2025-08-19 |  | 384 | 4481
5136074 | Panel | 3.8 | 1 | MILWAUKEE | WI | Milwaukee County | Installation | 2025-08-19 |  | 201 | 1352
5136119 | Panel | 3.84 | 1 | MILWAUKEE | WI | Milwaukee County | Installation | 2025-08-19 |  | 407 | 9272
5136122 | Panel Storage | 19.48 | 1 | MILWAUKEE | WI | Milwaukee County | Installation | 2025-08-19 |  | 305 | 2851
5136126 | Panel Storage | 11.5 | 1 | MILWAUKEE | WI | Milwaukee County | Installation | 2025-08-19 |  | #N/A
5136143 | Panel | 7.68 | 1 | NEW BERLIN | WI | Waukesha County | Installation | 2025-08-19 |  | 59 | 7786
5136192 | Panel | 6.96 | 1 | MUKWONAGO | WI | Waukesha County | Installation | 2025-08-19 |  | 241 | 7386
5136525 | Panel | 5.921 | 1 | OAK CREEK | WI | Milwaukee County | Installation | 2025-08-20 |  | 298 | 4561
5136543 | Panel Storage | 18.028 | 1 | KENOSHA | WI | Kenosha County | Installation | 2025-08-20 |  | 314 | 5782
5136689 | Panel Storage | 57.3 | 2 | NEENAH | WI | Winnebago County | Installation | 2025-08-20 |  | 111 | MN53
5136994 | Panel | 13.44 | 1 | MILWAUKEE | WI | Milwaukee County | Installation | 2025-08-20 |  | 225 | 1562
5137213 | Panel | 6.96 | 1 | NASHOTAH | WI | Waukesha County | Installation | 2025-08-21 |  | 30 | 6172
5137234 | Panel | 3.04 | 1 | KENOSHA | WI | Kenosha County | New Application | 2025-08-21 |  | 347 | 3864
5137654 | Panel | 10.7 | 1 | BRISTOL | WI | Kenosha County | Installation | 2025-08-21 |  | 317 | 3975
5137832 | Panel | 5.76 | 1 | FREMONT | WI | Waupaca County | Installation | 2025-08-21 |  | 453 | DF51
5137850 | Panel Storage | 11.5 | 1 | MILWAUKEE | WI | Milwaukee County | Installation | 2025-08-21 |  | 151 | 9262
5137889 | Panel Storage | 11.5 | 1 | FREMONT | WI | Waupaca County | Installation | 2025-08-21 |  | 453 | DF51
5137895 | Panel Storage | 20.062 | 2 | OCONOMOWOC | WI | Waukesha County | Installation | 2025-08-21 |  | 30 | 6181
5137982 | Panel | 3.42 | 1 | MILWAUKEE | WI | Milwaukee County | Installation | 2025-08-22 |  | 305 | 2852
5137983 | Panel | 9 | 1 | OCONOMOWOC | WI | Waukesha County | Installation | 2025-08-22 |  | 25 | 0884
5138010 | Panel | 6.08 | 1 | MILWAUKEE | WI | Milwaukee County | Installation | 2025-08-22 |  | 256 | 4652
5138060 | Panel | 5 | 1 | PORT WASHINGTON | WI | Ozaukee County | Installation | 2025-08-22 |  | 352 | 7651
5138100 | Panel Storage | 20 | 1 | OCONOMOWOC | WI | Waukesha County | Installation | 2025-08-22 |  | 327 | 6446
5138203 | Panel | 60 | 2 | WATERTOWN | WI | Jefferson County | Installation | 2025-08-22 |  | 98 | 9082
5138264 | Panel | 8.32 | 1 | FRANKLIN | WI | Milwaukee County | Installation | 2025-08-22 |  | 452 | 2582
5138476 | Panel | 3.84 | 1 | KEWASKUM | WI | Washington County | Installation | 2025-08-22 |  | 33 | 9785
5138520 | Panel | 4.48 | 1 | MILWAUKEE | WI | Milwaukee County | Installation | 2025-08-25 |  | 179 | 7251
5138966 | Panel Storage | 11.5 | 1 | APPLETON | WI | Outagamie County | Installation | 2025-08-26 |  | 20 | HL61
5139093 | Panel | 7.68 | 1 | NEW BERLIN | WI | Waukesha County | Installation | 2025-08-26 |  | 459 | 2252
5139212 | Panel | 3.48 | 1 | RACINE | WI | Racine County | Installation | 2025-08-26 |  | 422 | 3173
5139232 | Panel | 11.517 | 1 | NEW BERLIN | WI | Waukesha County | Installation | 2025-08-26 |  | 59 | 7793
5139286 | Panel | 8.74 | 1 | OCONOMOWOC | WI | Waukesha County | Installation | 2025-08-26 |  | #N/A | #N/A
5139307 | Panel | 7.296 | 1 | MILWAUKEE | WI | Milwaukee County | Installation | 2025-08-26 |  | 236 | 3554
5139386 | Panel | 9.16 | 1 | ELKHORN | WI | Walworth County | Installation | 2025-08-26 |  | 325 | 6581
5139463 | Panel | 7.678 | 1 | MILWAUKEE | WI | Milwaukee County | Installation | 2025-08-27 |  | 249 | 4571
5139464 | Panel | 4.94 | 1 | MILWAUKEE | WI | Milwaukee County | Installation | 2025-08-27 |  | 55 | 2194
5139593 | Panel | 34.6 | 2 | MILWAUKEE | WI | Milwaukee County | New Application | 2025-08-27 |  | #N/A | #N/A
5139659 | Panel | 34.6 | 2 | MILWAUKEE | WI | Milwaukee County | New Application | 2025-08-27 |  | #N/A | #N/A
5139894 | Panel | 4.8 | 1 | MILWAUKEE | WI | Milwaukee County | Installation | 2025-08-28 |  | 66 | 8662
5139910 | Panel | 8.701 | 1 | APPLETON | WI | Outagamie County | Installation | 2025-08-28 |  | 251 | OR54
5140095 | Panel Storage | 22.636 | 2 | NEENAH | WI | Winnebago County | Installation | 2025-08-28 |  | 57 | GW61
5140126 | Storage | 11.5 | 1 | FRANKLIN | WI | Milwaukee County | Installation | 2025-08-28 |  | 288 | 3047
5140160 | Panel | 10 | 1 | MUSKEGO | WI | Waukesha County | Installation | 2025-08-28 |  | 445 | 2052
5140307 | Panel Storage | 17.28 | 1 | GREENDALE | WI | Milwaukee County | Installation | 2025-08-29 |  | 17 | 4792
5140308 | Panel | 5.44 | 1 | FRANKLIN | WI | Milwaukee County | Installation | 2025-08-29 |  | 288 | 3063
5140458 | Panel | 9.423 | 1 | GREENDALE | WI | Milwaukee County | Installation | 2025-08-29 |  | 288 | 3045
5140503 | Panel | 8.99 | 1 | KENOSHA | WI | Kenosha County | Installation | 2025-08-29 |  | 314 | 5782
5140716 | Panel | 7.65 | 1 | APPLETON | WI | Outagamie County | Installation | 2025-09-02 |  | 639 | PT51
5140819 | Panel | 3.8 | 1 | RACINE | WI | Racine County | Installation | 2025-09-02 |  | 198 | 1752
5140917 | Panel Storage | 23 | 2 | NEENAH | WI | Winnebago County | Installation | 2025-09-02 |  | #N/A | #N/A
5140950 | Panel | 10.64 | 1 | MILWAUKEE | WI | Milwaukee County | New Application | 2025-09-02 |  | 66 | 8652
5140962 | Panel | 4.48 | 1 | MILWAUKEE | WI | Milwaukee County | Installation | 2025-09-02 |  | 407 | 9272
5141015 | Panel | 300 | 3 | WAUKESHA | WI | Waukesha County | Installation | 2025-09-02 |  | #N/A | #N/A
5141362 | Panel Storage | 11.5 | 1 | WEST BEND | WI | Washington County | Installation | 2025-09-03 |  | 170 | 6184
5141368 | Panel | 5.85 | 1 | NEENAH | WI | Winnebago County | Installation | 2025-09-03 |  | 70 | BDM1
5141390 | Panel | 7.54 | 1 | GREENDALE | WI | Milwaukee County | Installation | 2025-09-03 |  | 55 | 2184
5141533 | Panel | 6.615 | 1 | APPLETON | WI | Outagamie County | Installation | 2025-09-04 |  | 457 | CH62
5141694 | Panel | 4.225 | 1 | WAUWATOSA | WI | Milwaukee County | Installation | 2025-09-04 |  | 249 | 4587
5141733 | Panel | 4.56 | 1 | MILWAUKEE | WI | Milwaukee County | Installation | 2025-09-04 |  | 150 | 1652
5141763 | Panel | 10.64 | 1 | BROOKFIELD | WI | Waukesha County | Installation | 2025-09-04 |  | 216 | 2352
5141878 | Panel | 34.6 | 2 | MILWAUKEE | WI | Milwaukee County | Installation | 2025-09-05 |  | #N/A
5141921 | Panel | 21.9 | 2 | PLEASANT PRAIRIE | WI | Kenosha County | Installation | 2025-09-05 |  | 182 | 9371
5142044 | Panel | 5.12 | 1 | OAK CREEK | WI | Milwaukee County | Installation | 2025-09-05 |  | 275 | 8451
5142192 | Panel | 11.52 | 1 | IXONIA | WI | Jefferson County | Installation | 2025-09-05 |  | 98 | 9073
5142629 | Panel Storage | 12 | 1 | SUSSEX | WI | Waukesha County | Installation | 2025-09-08 |  | 333 | 5482
5142669 | Panel | 9.048 | 1 | MILWAUKEE | WI | Milwaukee County | Installation | 2025-09-08 |  | #N/A
5142752 | Panel | 5.12 | 1 | WAUKESHA | WI | Waukesha County | Installation | 2025-09-08 |  | 344 | 0453
5142779 | Panel | 5.12 | 1 | WAUKESHA | WI | Waukesha County | Installation | 2025-09-08 |  | 366 | 7066
5142873 | Panel | 3.9 | 1 | MILWAUKEE | WI | Milwaukee County | Installation | 2025-09-08 |  | 305 | 2852
5143102 | Panel | 3.8 | 1 | MILWAUKEE | WI | Milwaukee County | New Application | 2025-09-09 |  | 201 | 1344
5143131 | Panel | 6.4 | 1 | WAUKESHA | WI | Waukesha County | Installation | 2025-09-09 |  | 254 | 5263
5143221 | Panel Storage | 40.48 | 2 | MILWAUKEE | WI | Milwaukee County | Installation | 2025-09-09 |  | 54 | 1482
5143259 | Panel Storage | 20.78 | 2 | PEWAUKEE | WI | Waukesha County | Installation | 2025-09-09 |  | 125 | 3182
5143283 | Panel | 6.4 | 1 | MILWAUKEE | WI | Milwaukee County | Installation | 2025-09-09 |  | 249 | 4571
5143335 | Panel | 6 | 1 | PHELPS | WI | Vilas County | Installation | 2025-09-09 |  | 343 | WL51
5143377 | Panel | 9.12 | 1 | APPLETON | WI | Outagamie County | Installation | 2025-09-10 |  | 162 | RR52
5143629 | Panel | 13.92 | 1 | BROOKFIELD | WI | Waukesha County | Installation | 2025-09-10 |  | 164 | 7971
5143690 | Panel | 5.76 | 1 | GERMANTOWN | WI | Washington County | Installation | 2025-09-10 |  | 166 | 2697
5143734 | Panel | 12.564 | 1 | PEWAUKEE | WI | Waukesha County | Installation | 2025-09-10 |  | 103 | 2886
5143982 | Panel | 14.014 | 1 | PORT WASHINGTON | WI | Ozaukee County | Installation | 2025-09-11 |  | 387 | 1961
5144071 | Panel Storage | 11.5 | 1 | GREENVILLE | WI | Outagamie County | Installation | 2025-09-11 |  | 139 | LL83
5144156 | Panel | 8.376 | 1 | NORTH PRAIRIE | WI | Waukesha County | Installation | 2025-09-11 |  | 183 | 1362
5144265 | Panel Storage | 17.59 | 1 | HORTONVILLE | WI | Outagamie County | Installation | 2025-09-11 |  | 4 | TN52
5144348 | Panel | 6.4 | 1 | WAUKESHA | WI | Waukesha County | Installation | 2025-09-12 |  | 366 | 7053
5144790 | Panel | 5.32 | 1 | BROOKFIELD | WI | Waukesha County | Installation | 2025-09-12 |  | 407 | 9271
5144904 | Panel | 16.403 | 1 | BROOKFIELD | WI | Waukesha County | Installation | 2025-09-13 |  | 125 | 3192
5144976 | Panel | 4.8 | 1 | GREENVILLE | WI | Outagamie County | Installation | 2025-09-15 |  | 139 | LL83
5145040 | Panel | 15 | 1 | FORT ATKINSON | WI | Jefferson County | Installation | 2025-09-15 |  | 153 | 8362
5145238 | Panel Storage | 31.39 | 2 | SILVER LAKE | WI | Kenosha County | Installation | 2025-09-15 |  | 67 | 1152
5145346 | Panel | 12.564 |  | APPLETON | WI | Outagamie County | New Application | 2025-09-15 |  | 104 | OH62
5145371 | Panel Storage | 14.76 | 1 | DELAVAN | WI | Walworth County | Installation | 2025-09-15 |  | 325 | 6581
5145691 | Panel | 8.354 | 1 | MILWAUKEE | WI | Milwaukee County | Installation | 2025-09-16 |  | 117 | 0771
5145730 | Panel | 9.88 | 1 | NEENAH | WI | Winnebago County | Installation | 2025-09-16 |  | 111 | MN54
5145834 | Panel | 67.3 | 2 | MILWAUKEE | WI | Milwaukee County | Installation | 2025-04-24 |  | #N/A | #N/A
5145836 | Panel | 15.2 | 1 | FREMONT | WI | Waupaca County | Installation | 2025-09-16 |  | 161 | RT61
5145911 | Panel | 6.175 | 1 | MILWAUKEE | WI | Milwaukee County | Installation | 2025-09-17 |  | #N/A
5145982 | Panel Storage | 11.5 | 1 | MILWAUKEE | WI | Milwaukee County | Installation | 2025-09-17 |  | 423 | 9471
5146089 | Panel | 10 | 1 | KENOSHA | WI | Kenosha County | Installation | 2025-09-17 |  | 315 | 2353
5146126 | Panel | 7.6 | 1 | WAUKESHA | WI | Waukesha County | Installation | 2025-09-17 |  | 344 | 0453
5146181 | Panel | 5.8 | 1 | MENOMONEE FALLS | WI | Waukesha County | Installation | 2025-09-17 |  | 335 | 6382
5146296 | Panel | 3.2 | 1 | MILWAUKEE | WI | Milwaukee County | Installation | 2025-09-17 |  | 375 | 5551
5146361 | Panel | 5.7 | 1 | MILWAUKEE | WI | Milwaukee County | New Application | 2025-09-18 |  | 59 | 7786
5146529 | Panel | 8.354 | 1 | MILWAUKEE | WI | Milwaukee County | Installation | 2025-09-18 |  | 150 | 1652
5146545 | Panel | 16.704 | 1 | IRON RIDGE | WI | Dodge County | New Application | 2025-09-19 |  | 280 | 2051
5146600 | Panel | 21.638 | 2 | NASHOTAH | WI | Waukesha County | Installation | 2025-09-18 |  | 327 | 6445
5146669 | Panel | 9.6 | 1 | WAUKESHA | WI | Waukesha County | Installation | 2025-09-18 |  | 380 | 2153
5146710 | Panel | 5.32 | 1 | CAMPBELLSPORT | WI | Fond du Lac County | Installation | 2025-09-18 |  | 108 | 0181
5146743 | Panel | 6.09 | 1 | ELM GROVE | WI | Waukesha County | Installation | 2025-09-18 |  | 60 | 2851
5146823 | Panel | 4.64 | 1 | PORT WASHINGTON | WI | Ozaukee County | Installation | 2025-09-18 |  | 352 | 7661
5146858 | Panel | 4.188 | 1 | MILWAUKEE | WI | Milwaukee County | Installation | 2025-09-19 |  | 305 | 2864
5146942 | Panel Storage | 21.4 | 2 | OCONOMOWOC | WI | Jefferson County | New Application | 2025-09-19 |  | 98 | 9083
5147075 | Panel | 8.027 | 1 | MILWAUKEE | WI | Milwaukee County | Installation | 2025-09-19 |  | 375 | 5551
5147204 | Panel | 3.52 | 1 | WATERTOWN | WI | Dodge County | Installation | 2025-09-19 |  | 98 | 9084
5147240 | Panel | 4.8 | 1 | RACINE | WI | Racine County | Installation | 2025-09-22 |  | 291 | 8554
5147242 | Panel | 7.36 | 1 | WIND LAKE | WI | Racine County | Installation | 2025-09-19 |  | 388 | 0951
5147602 | Panel Storage | 16 | 1 | FRANKLIN | WI | Milwaukee County | Installation | 2025-09-22 |  | 288 | 3063
5147828 | Panel | 11.517 | 1 | PLEASANT PRAIRIE | WI | Kenosha County | Installation | 2025-09-23 |  | 182 | 9394
5148183 | Panel | 4.48 | 1 | WAUKESHA | WI | Waukesha County | Installation | 2025-09-23 |  | 344 | 0453
5148411 | Panel Storage | 34.5 | 2 | PALMYRA | WI | Jefferson County | Installation | 2025-09-24 |  | 268 | 4151
5148416 | Panel | 9.6 | 1 | WAUKESHA | WI | Waukesha County | Installation | 2025-09-24 |  | 228 | 3584
5148441 | Panel | 3.77 | 1 | MILWAUKEE | WI | Milwaukee County | Installation | 2025-09-24 |  | 179 | 7251
5148503 | Panel | 5.12 | 1 | WAUKESHA | WI | Waukesha County | Installation | 2025-09-24 |  | 380 | 2152
5148706 | Panel | 4.48 | 1 | WAUKESHA | WI | Waukesha County | Installation | 2025-09-25 |  | 254 | 5262
5148708 | Panel Storage | 19.28 | 1 | KANSASVILLE | WI | Racine County | Installation | 2025-09-25 |  | 67 | 1145
5148755 | Panel | 4.992 | 1 | CUDAHY | WI | Milwaukee County | New Application | 2025-09-25 |  | 31 | 5182
5148757 | Panel | 6.08 | 1 | KENOSHA | WI | Kenosha County | Installation | 2025-09-25 |  | 312 | 6251
5148839 | Panel | 50 | 2 | MILWAUKEE | WI | Milwaukee County | New Application | 2025-09-25 |  | #N/A | #N/A
5148845 | Panel | 50 | 2 | MILWAUKEE | WI | Milwaukee County | New Application | 2025-09-25 |  | #N/A | #N/A
5148955 | Panel Storage | 32.12 | 2 | MILWAUKEE | WI | Milwaukee County | Installation | 2025-09-25 |  | 249 | 4587
5149019 | Panel | 11.135 | 1 | EAST TROY | WI | Walworth County | Installation | 2025-09-25 |  | 241 | 7376
5149136 | Panel | 100 | 3 | MENOMONEE FALLS | WI | Waukesha County | Installation | 2025-09-26 |  | 69 | 3743
5149159 | Panel | 50 | 3 | MENOMONEE FALLS | WI | Waukesha County | Installation | 2025-09-26 |  | 69 | 3743
5149288 | Panel Storage | 16 | 1 | MARSHALL | WI | Dane County | Installation | 2025-09-26 |  | 174 | 6684
5149359 | Panel | 13.65 | 1 | OOSTBURG | WI | Sheboygan County | Installation | 2025-09-26 |  | 1 | 6471
5149389 | Panel Storage | 13.76 | 1 | EAGLE | WI | Waukesha County | New Application | 2025-09-26 |  | 127 | 3761
5149394 | Panel | 17.6 | 1 | FRANKSVILLE | WI | Milwaukee County | Installation | 2025-09-26 |  | 291 | 8556
5149572 | Panel Storage | 19.993 | 1 | BROOKFIELD | WI | Waukesha County | Installation | 2025-09-29 |  | 164 | 7964
5149576 | Panel | 3.77 | 1 | MILWAUKEE | WI | Milwaukee County | Installation | 2025-09-29 |  | 256 | 4653
5149577 | Panel | 9.12 | 1 | NEENAH | WI | Winnebago County | Installation | 2025-09-29 |  | 57 | GW51
5149601 | Panel | 8.7 | 1 | MILWAUKEE | WI | Milwaukee County | Installation | 2025-09-29 |  | #N/A | #N/A
5149606 | Panel | 7.309 | 1 | MENOMONEE FALLS | WI | Waukesha County | Installation | 2025-09-29 |  | 359 | 5853
5149633 | Panel | 5.44 | 1 | MILWAUKEE | WI | Milwaukee County | Installation | 2025-09-29 |  | 77 | 7451
5149697 | Panel | 2.88 | 1 | KENOSHA | WI | Kenosha County | Installation | 2025-09-29 |  | 314 | 5774
5149738 | Panel | 2.56 | 1 | CALEDONIA | WI | Racine County | Installation | 2025-09-29 |  | 589 | 6584
5149773 | Panel | 3.2 | 1 | KENOSHA | WI | Kenosha County | Installation | 2025-09-29 |  | 14 | 8552
5149841 | Panel | 11.7 | 1 | APPLETON | WI | Outagamie County | Pending Approval | 2025-09-29 |  | 80 | AS62
5149869 | Panel | 8.96 | 1 | WAUKESHA | WI | Waukesha County | Installation | 2025-09-29 |  | 316 | 0952
5149918 | Panel | 12.564 | 1 | HARTLAND | WI | Waukesha County | Installation | 2025-09-29 |  | 30 | 6178
5149967 | Panel | 3.84 | 1 | SOUTH MILWAUKEE | WI | Milwaukee County | Installation | 2025-09-29 |  | 247 | 2552
5150107 | Panel | 5.51 | 1 | GREENDALE | WI | Milwaukee County | Installation | 2025-09-30 |  | 134 | 1671
5150190 | Panel | 7.83 | 1 | MILWAUKEE | WI | Milwaukee County | Installation | 2025-09-30 |  | 266 | 1051
5150193 | Panel | 7.68 | 1 | WAUKESHA | WI | Waukesha County | Installation | 2025-09-30 |  | 316 | 0963
5150202 | Panel Storage | 30.592 | 2 | RACINE | WI | Racine County | New Application | 2025-09-30 |  | 291 | 8556
5150301 | Panel | 27.05 | 2 | NEOSHO | WI | Dodge County | Installation | 2025-09-30 |  | 280 | 2051
5150387 | Panel Storage | 32 | 2 | MILWAUKEE | WI | Milwaukee County | Installation | 2025-09-30 |  | 54 | 1482
5150476 | Panel | 9.6 | 1 | MUSKEGO | WI | Waukesha County | Installation | 2025-09-30 |  | 288 | 3061
5150494 | Panel | 8.027 | 1 | MILWAUKEE | WI | Milwaukee County | Installation | 2025-09-30 |  | 171 | 2362
5150607 | Panel Storage | 17.5 | 1 | CUDAHY | WI | Milwaukee County | New Application | 2025-10-01 |  | 179 | 7265
5150650 | Panel | 13.96 | 1 | GRAFTON | WI | Ozaukee County | Installation | 2025-10-01 |  | 438 | Z783
5150883 | Panel | 5.917 | 1 | APPLETON | WI | Outagamie County | Installation | 2025-10-01 |  | 20 | HL71
5151239 | Panel | 6.72 | 1 | NEW BERLIN | WI | Waukesha County | Installation | 2025-10-02 |  | 59 | 7786
5151320 | Panel | 5.7 | 1 | MILWAUKEE | WI | Milwaukee County | Installation | 2025-10-02 |  | #N/A
5151369 | Panel | 6.282 | 1 | APPLETON | WI | Outagamie County | Installation | 2025-10-02 |  | 389 | NB62
5151377 | Panel | 19 | 1 | EAST TROY | WI | Walworth County | Pending Approval | 2025-10-02 |  | 67 | 1154
5151381 | Panel | 11.31 | 1 | MILWAUKEE | WI | Milwaukee County | Installation | 2025-10-02 |  | 105 | 2762
5151456 | Panel | 9.88 | 1 | WAUKESHA | WI | Waukesha County | Installation | 2025-10-03 |  | 165 | 4751
5151458 | Panel | 4.29 | 1 | MILWAUKEE | WI | Milwaukee County | Installation | 2025-10-03 |  | 236 | 3554
5151502 | Panel Storage | 12.6 | 1 | WAUWATOSA | WI | Milwaukee County | Installation | 2025-10-03 |  | 249 | 4571
5151504 | Panel | 4.18 | 1 | MUKWONAGO | WI | Waukesha County | Installation | 2025-10-03 |  | 228 | 3592
5151672 | Panel Storage | 28.85 | 2 | HARTFORD | WI | Washington County | Installation | 2025-10-03 |  | 30 | 6178
5151890 | Panel | 5.8 | 1 | MILWAUKEE | WI | Milwaukee County | Installation | 2025-10-03 |  | 415 | 7463
5152295 | Panel Storage | 8 | 1 | FORT ATKINSON | WI | Jefferson County | Installation | 2025-10-06 |  | 154 | 9162
5152313 | Panel | 600 | 3 | MILWAUKEE | WI | Milwaukee County | New Application | 2025-10-06 |  | 249 | 4588
5152335 | Panel | 5.22 | 1 | HORTONVILLE | WI | Outagamie County | Installation | 2025-10-06 |  | 112 | DAL2
5152672 | Panel | 6.67 | 1 | MILWAUKEE | WI | Milwaukee County | Installation | 2025-10-07 |  | 211 | 2662
5152710 | Panel | 2.28 | 1 | MILWAUKEE | WI | Milwaukee County | Installation | 2025-10-07 |  | 54 | 1492
5152859 | Panel | 9.6 | 1 | ELKHORN | WI | Walworth County | Installation | 2025-10-07 |  | 456 | 7162
5153089 | Panel | 7.6 | 1 | MILWAUKEE | WI | Milwaukee County | Pending Approval | 2025-10-07 |  | 102 | 3662
5153095 | Panel Storage | 4.06 | 1 | MILWAUKEE | WI | Milwaukee County | New Application | 2025-10-07 |  | #N/A
5153382 | Panel | 6.38 | 1 | GERMANTOWN | WI | Washington County | Installation | 2025-10-08 |  | 359 | 5861
5153538 | Panel | 4.188 | 1 | PEWAUKEE | WI | Waukesha County | Installation | 2025-10-08 |  | 277 | 1851
5153578 | Panel | 10.44 | 1 | HARTFORD | WI | Washington County | Installation | 2025-10-08 |  | 30 | 6171
5153937 | Panel Storage | 15 | 1 | NEW BERLIN | WI | Waukesha County | Installation | 2025-10-09 |  | 329 | 2452
5154018 | Panel | 8.32 | 1 | WAUKESHA | WI | Waukesha County | Installation | 2025-10-09 |  | 228 | 3585
5154065 | Panel | 20 | 2 | TREVOR | WI | Kenosha County | Installation | 2025-10-09 |  | 317 | 3974
5154435 | Panel | 11.52 | 1 | WAUKESHA | WI | Waukesha County | Installation | 2025-10-10 |  | 228 | 3594
5154453 | Panel | 6.912 | 1 | KENOSHA | WI | Kenosha County | New Application | 2025-10-10 |  | 43 | 1681
5154796 | Panel | 13.224 | 1 | BLACK CREEK | WI | Outagamie County | Installation | 2025-10-13 |  | 639 | PT52
5154947 | Panel | 4.8 | 1 | MILWAUKEE | WI | Milwaukee County | New Application | 2025-10-13 |  | 236 | 3551
5154996 | Panel Storage | 8.64 | 1 | JACKSON | WI | Washington County | Installation | 2025-10-13 |  | 91 | 5161
5155119 | Panel | 4.64 | 1 | MILWAUKEE | WI | Milwaukee County | Pending Approval | 2025-10-14 |  | 150 | 1652
5155124 | Panel | 9.88 | 1 | MILWAUKEE | WI | Milwaukee County | Pending Approval | 2025-10-14 |  | 54 | 1482
5155271 | Panel | 11.517 | 1 | APPLETON | WI | Outagamie County | Installation | 2025-10-14 |  | 20 | HL74
5155788 | Panel Storage | 11.5 | 1 | PORT WASHINGTON | WI | Ozaukee County | Installation | 2025-10-15 |  | 438 | Z774
5156082 | Panel | 3.52 | 1 | WEST BEND | WI | Washington County | Installation | 2025-10-16 |  | 374 | 4152
5156086 | Panel | 9.28 | 1 | MENOMONEE FALLS | WI | Waukesha County | Installation | 2025-10-16 |  | 166 | 2684
5156155 | Panel | 28.189 | 2 | MUKWONAGO | WI | Waukesha County | Installation | 2025-10-16 |  | 241 | 7389
5156187 | Panel | 7.68 | 1 | NEW LONDON | WI | Waupaca County | Installation | 2025-10-16 |  | 453 | DF53
5156219 | Panel | 4.06 | 1 | RACINE | WI | Racine County | Installation | 2025-10-16 |  | 145 | 2563
5156327 | Panel | 5.8 | 1 | WAUKESHA | WI | Waukesha County | Installation | 2025-10-16 |  | 254 | 5251
5156461 | Panel | 8.354 | 1 | RACINE | WI | Racine County | Installation | 2025-10-17 |  | 145 | 2571
5156667 | Panel | 11.7 | 1 | ELM GROVE | WI | Waukesha County | Installation | 2025-10-20 |  | 60 | 2851
5156717 | Panel | 35.4 | 2 | MILWAUKEE | WI | Milwaukee County | Installation | 2025-10-17 |  | 54 | 1481
5157172 | Panel | 6.08 | 1 | MILWAUKEE | WI | Milwaukee County | New Application | 2025-10-20 |  | 415 | 7464
5157370 | Panel | 8.32 | 1 | MILWAUKEE | WI | Milwaukee County | Installation | 2025-10-20 |  | 66 | 8661
5157374 | Panel | 6.72 | 1 | MUSKEGO | WI | Waukesha County | Installation | 2025-10-20 |  | 244 | 0162
5157418 | Panel | 6.38 | 1 | GRAFTON | WI | Ozaukee County | Installation | 2025-10-20 |  | 401 | 6451
5157452 | Panel | 13.44 | 1 | WAUKESHA | WI | Waukesha County | Installation | 2025-10-20 |  | 316 | 0961
5157589 | Panel | 6000 | 4 | EAST TROY | WI | Walworth County | Engineering Review | 2025-10-20 |  | #N/A | #N/A
5157711 | Panel | 6000 | 4 | SPRING PRAIRIE | WI | Walworth County | Engineering Review | 2025-10-21 |  | #N/A | #N/A
5157745 | Panel | 6000 | 4 | FORT ATKINSON | WI | Jefferson County | Engineering Review | 2025-10-21 |  | #N/A | #N/A
5157801 | Panel | 3.84 | 1 | MILWAUKEE | WI | Milwaukee County | Installation | 2025-10-21 |  | 201 | 1354
5157819 | Panel | 5.7 | 1 | OOSTBURG | WI | Sheboygan County | Installation | 2025-10-21 |  | 265 | 8961
5157990 | Panel | 9.6 | 1 | MUSKEGO | WI | Waukesha County | Installation | 2025-10-21 |  | 394 | 5861
5158024 | Panel | 3.2 | 1 | MILWAUKEE | WI | Milwaukee County | Installation | 2025-10-21 |  | 77 | 7451
5158251 | Panel Storage | 19.1 | 1 | GLENDALE | WI | Milwaukee County | Installation | 2025-10-22 |  | 54 | 1492
5158323 | Panel | 10.56 | 1 | NEW BERLIN | WI | Waukesha County | Installation | 2025-10-22 |  | 59 | 7786
5158453 | Panel | 6.84 | 1 | MUSKEGO | WI | Waukesha County | Installation | 2025-10-22 |  | 135 | 7192
5158492 | Panel | 11.52 | 1 | WAUPACA | WI | Waupaca County | Installation | 2025-10-22 |  | 203 | ND63
5158547 | Panel | 9.92 | 1 | JACKSON | WI | Washington County | Installation | 2025-10-22 |  | 435 | 3882
5158599 | Panel | 15.04 | 1 | PLEASANT PRAIRIE | WI | Kenosha County | New Application | 2025-10-22 |  | 318 | 6551
5158605 | Panel | 4.16 | 1 | WAUKESHA | WI | Waukesha County | Installation | 2025-10-22 |  | 254 | 5263
5158668 | Panel | 5.44 | 1 | GREENFIELD | WI | Milwaukee County | Installation | 2025-10-23 |  | 97 | 8052
5158698 | Panel | 10.56 | 1 | KENOSHA | WI | Kenosha County | Installation | 2025-10-23 |  | 182 | 9391
5158750 | Panel | 6.96 | 1 | WAUKESHA | WI | Waukesha County | Installation | 2025-10-23 |  | 228 | 3594
5158817 | Panel Storage | 24.72 | 2 | DOUSMAN | WI | Waukesha County | Installation | 2025-10-23 |  | 183 | 1352
5158919 | Panel | 9.6 | 1 | MOUNT PLEASANT | WI | Racine County | Installation | 2025-10-23 |  | 314 | 5782
5158956 | Panel Storage | 40.01 | 2 | MUKWONAGO | WI | Waukesha County | New Application | 2025-10-23 |  | 241 | 7381
5159005 | Panel | 4.94 | 1 | SHOREWOOD | WI | Milwaukee County | Installation | 2025-10-23 |  | 305 | 2862
5159024 | Panel | 7.678 | 1 | MILWAUKEE | WI | Milwaukee County | Installation | 2025-10-23 |  | 179 | 7253
5159053 | Panel Storage | 19.75 | 1 | MILWAUKEE | WI | Milwaukee County | Installation | 2025-10-23 |  | 54 | 1482
5159097 | Panel | 5.12 | 1 | RACINE | WI | Racine County | Installation | 2025-10-24 |  | 291 | 8552
5159120 | Panel | 4.16 | 1 | CALEDONIA | WI | Racine County | Installation | 2025-10-24 |  | 589 | 6584
5159122 | Panel | 3.2 | 1 | WAUKESHA | WI | Waukesha County | New Application | 2025-10-24 |  | 228 | 3581
5159127 | Panel | 7.68 | 1 | KENOSHA | WI | Kenosha County | Installation | 2025-10-24 |  | 182 | 9391
5159210 | Panel | 9.5 | 1 | CAMPBELLSPORT | WI | Fond du Lac County | Installation | 2025-10-24 |  | 27 | 1841
5159264 | Panel | 7.68 | 1 | MEQUON | WI | Ozaukee County | Pending Approval | 2025-10-24 |  | 227 | 3954
5159297 | Panel | 4.8 | 1 | WHITEWATER | WI | Walworth County | Pending Approval | 2025-10-24 |  | 384 | 4473
5159314 | Panel Storage | 11.5 | 1 | PLYMOUTH | WI | Sheboygan County | Installation | 2025-10-24 |  | 355 | 8652
5159339 | Panel | 22.621 | 2 | BONDUEL | WI | Shawano County | Installation | 2025-10-24 |  | 365 | AK52
5159343 | Panel | 11.136 | 1 | APPLETON | WI | Outagamie County | Installation | 2025-10-24 |  | 251 | OR63
5159344 | Panel | 7.6 | 1 | APPLETON | WI | Outagamie County | Installation | 2025-10-24 |  | 389 | NB54
5159904 | Panel | 9.772 | 1 | WATERTOWN | WI | Dodge County | Installation | 2025-10-27 |  | 98 | 9075
5159951 | Panel | 3.875 | 1 | GREENVILLE | WI | Outagamie County | Installation | 2025-10-27 |  | 177 | UL61
5159995 | Panel | 6000 | 4 | ELKHORN | WI | Walworth County | Engineering Review | 2025-10-27 |  | #N/A | #N/A
5160010 | Panel | 10.791 | 1 | RACINE | WI | Racine County | Installation | 2025-10-27 |  | 145 | 2563
5160012 | Panel Storage | 12 | 1 | HORTONVILLE | WI | Outagamie County | New Application | 2025-10-27 |  | 177 | UL63
5160077 | Panel | 7.656 | 1 | EAGLE | WI | Waukesha County | Installation | 2025-10-27 |  | 127 | 3761
5160078 | Panel | 12.181 | 1 | LAKE MILLS | WI | Jefferson County | Installation | 2025-10-27 |  | 319 | 7094
5160120 | Panel | 10 | 1 | MILWAUKEE | WI | Milwaukee County | New Application | 2025-10-27 |  | 375 | 5562
5160121 | Panel | 15.2 | 1 | RACINE | WI | Racine County | Installation | 2025-10-27 |  | 314 | 5782
5160138 | Panel | 13.62 | 1 | MOUNT PLEASANT | WI | Racine County | Installation | 2025-10-28 |  | 143 | 1453
5160163 | Panel | 11.4 | 1 | NEENAH | WI | Winnebago County | Installation | 2025-10-28 |  | 111 | MN52
5160322 | Panel Storage | 11.5 | 1 | MILWAUKEE | WI | Milwaukee County | Installation | 2025-10-28 |  | 87 | 6251
5160345 | Panel | 15.4 | 1 | WEST BEND | WI | Washington County | Installation | 2025-10-28 |  | 33 | 9787
5160388 |  | 0 | 1 | MILWAUKEE | WI | Milwaukee County | New Application | 2025-10-28 |  | 305 | 2852
5160441 | Panel Storage | 11.5 | 1 | DOUSMAN | WI | Waukesha County | Installation | 2025-10-28 |  | 183 | 1361
5160470 | Panel | 3.25 | 1 | RANDOM LAKE | WI | Sheboygan County | Installation | 2025-10-28 |  | 1 | 6481
5160493 | Panel | 8 | 1 | NEW BERLIN | WI | Waukesha County | Installation | 2025-10-29 |  | 75 | 3453
5160495 | Panel Storage | 26.7 | 2 | WEST BEND | WI | Washington County | Installation | 2025-10-28 |  | 245 | 7851
5160645 | Panel | 7.6 | 1 | WAUKESHA | WI | Waukesha County | Installation | 2025-10-29 |  | 228 | 3581
5160653 | Panel | 8.832 | 1 | IXONIA | WI | Jefferson County | Installation | 2025-10-29 |  | 98 | 9073
5160712 | Panel | 8.701 | 1 | MILWAUKEE | WI | Milwaukee County | Pending Approval | 2025-10-29 |  | 305 | 2852
5160773 | Panel | 7.68 | 1 | MILWAUKEE | WI | Milwaukee County | New Application | 2025-10-29 |  | 434 | 0161
5160789 | Panel | 6.528 | 1 | MILWAUKEE | WI | Milwaukee County | New Application | 2025-10-29 |  | 450 | 1471
5160792 | Panel Storage | 17.92 | 1 | BURLINGTON | WI | Racine County | New Application | 2025-10-29 |  | 67 | 1154
5160794 | Panel Storage | 29.512 | 2 | ELKHORN | WI | Walworth County | New Application | 2025-10-29 |  | 325 | 6574
5160833 | Panel | 15 | 2 | ELKHORN | WI | Walworth County | Installation | 2025-10-29 |  | 325 | 6581
5160848 | Panel | 7.375 | 1 | APPLETON | WI | Outagamie County | Installation | 2025-10-29 |  | 92 | LS73
5160876 | Panel | 7.656 | 1 | WHITEWATER | WI | Walworth County | Installation | 2025-10-29 |  | 325 | 6581
5160907 | Panel | 15 | 2 | ELKHORN | WI | Walworth County | Installation | 2025-10-29 |  | 325 | 6581
5160968 | Panel | 13.413 | 1 | KEWASKUM | WI | Washington County | Installation | 2025-10-29 |  | 184 | 5561
5160973 | Panel | 14.976 | 1 | OAK CREEK | WI | Milwaukee County | New Application | 2025-10-29 |  | 298 | 4552
5161033 | Panel | 8.354 | 1 | OAK CREEK | WI | Milwaukee County | Pending Approval | 2025-10-30 |  | 298 | 4551
5161038 | Panel | 6.962 | 1 | SOUTH MILWAUKEE | WI | Milwaukee County | Installation | 2025-10-30 |  | 55 | 2193
5161076 | Panel | 5.376 | 1 | MILWAUKEE | WI | Milwaukee County | Pending Approval | 2025-10-30 |  | 305 | 2874
5161121 | Panel | 16.704 | 1 | APPLETON | WI | Outagamie County | Installation | 2025-10-30 |  | 457 | CH53
5161227 | Panel Storage | 16.852 | 1 | SUSSEX | WI | Waukesha County | Installation | 2025-10-30 |  | 333 | 5482
5161259 | Panel | 11.49 | 1 | MENOMONEE FALLS | WI | Waukesha County | Installation | 2025-10-30 |  | 166 | 2675
5161264 | Panel Storage | 19.06 | 1 | MENASHA | WI | Winnebago County | New Application | 2025-10-30 |  | 92 | LS84
5161291 | Panel Storage | 25.2 |  | KAUKAUNA | WI | Outagamie County | New Application | 2025-10-30 |  | 123 | ND62
5161391 | Panel Storage | 16.44 | 1 | DELAFIELD | WI | Waukesha County | Installation | 2025-10-30 |  | 116 | 0352
5161455 | Panel Storage | 39.34 | 2 | APPLETON | WI | Outagamie County | New Application | 2025-10-30 |  | 20 | HL74
5161518 | Panel | 14.358 | 1 | MILWAUKEE | WI | Milwaukee County | New Application | 2025-10-31 |  | 55 | 2186
5161519 | Panel | 4.13 | 1 | RACINE | WI | Racine County | Installation | 2025-10-31 |  | 143 | 1461
5161521 | Panel Storage | 19.1 | 1 | MILWAUKEE | WI | Milwaukee County | Installation | 2025-10-31 |  | 61 | 4972
5161555 | Panel | 2.792 | 1 | WEST ALLIS | WI | Milwaukee County | Pending Approval | 2025-10-31 |  | 201 | 1354
5161582 | Panel | 8.85 | 1 | MUSKEGO | WI | Waukesha County | Installation | 2025-10-31 |  | 394 | 5851
5161612 | Panel | 7.6 | 1 | NIAGARA | WI | Marinette County | Installation | 2025-10-31 |  | 49 | LV64
5161642 | Panel | 16 |  | NORTH PRAIRIE | WI | Waukesha County | New Application | 2025-10-31 |  | #N/A | #N/A
5161647 | Panel | 3.19 | 1 | MILWAUKEE | WI | Milwaukee County | Installation | 2025-10-31 |  | 415 | 7461
5161708 | Panel | 6.282 | 1 | MILWAUKEE | WI | Milwaukee County | Installation | 2025-10-31 |  | 59 | 7786
5161740 | Panel | 26.101 | 2 | APPLETON | WI | Outagamie County | Installation | 2025-10-31 |  | 20 | HL74
5161744 | Panel | 8 | 1 | MILWAUKEE | WI | Milwaukee County | New Application | 2025-10-31 |  | 249 | 4592
5161747 | Panel | 8.064 | 1 | RACINE | WI | Racine County | Installation | 2025-10-31 |  | 145 | 2562
5161771 |  | 0 |  | MILWAUKEE | WI | Milwaukee County | New Application | 2025-10-31 |  | 305 | 2852
5161776 | Panel | 34.6 | 2 | NEWBURG | WI | Washington County | Installation | 2025-10-31 |  | 364 | 9552
5161993 | Panel | 11.4 | 1 | APPLETON | WI | Outagamie County | Installation | 2025-11-03 |  | 639 | PT51
5162033 | Panel | 19.141 | 1 | WHITEWATER | WI | Walworth County | Installation | 2025-11-03 |  | 384 | 4474
5162082 | Panel Storage | 16 | 1 | FRANKSVILLE | WI | Racine County | New Application | 2025-11-03 |  | #N/A | #N/A
5162310 | Panel | 7.83 | 1 | DOUSMAN | WI | Waukesha County | Installation | 2025-11-04 |  | 327 | 6447
5162359 | Panel | 20 | 1 | FRANKLIN | WI | Milwaukee County | Pending Approval | 2025-11-04 |  | 288 | 3051
5162379 | Panel | 15.2 | 1 | HORTONVILLE | WI | Outagamie County | Pending Approval | 2025-11-04 |  | 112 | DAL1
5162439 | Panel | 7.6 | 1 | FORT ATKINSON | WI | Jefferson County | Installation | 2025-11-04 |  | 153 | 8355
5162447 | Panel Storage | 15.456 | 1 | RACINE | WI | Racine County | Pending Approval | 2025-11-04 |  | 145 | 2563
5162475 | Panel | 6.282 | 1 | WEST ALLIS | WI | Milwaukee County | Pending Approval | 2025-11-04 |  | 59 | 7786
5162516 | Storage | 11.5 | 1 | DELAFIELD | WI | Waukesha County | Installation | 2025-11-04 |  | 116 | 0352
5162551 | Panel Storage | 18.48 | 1 | ALLENTON | WI | Washington County | Installation | 2025-11-04 |  | 286 | 8053
5162623 | Panel | 13.3 | 1 | NEENAH | WI | Winnebago County | Installation | 2025-11-04 |  | 57 | GW61
5162659 | Panel | 6.98 | 1 | MUSKEGO | WI | Waukesha County | Installation | 2025-11-04 |  | 244 | 0162
5162661 | Panel | 5.7 | 1 | GREENDALE | WI | Milwaukee County | New Application | 2025-11-04 |  | 134 | 1671
5162787 | Panel | 6.613 | 1 | MILWAUKEE | WI | Milwaukee County | Pending Approval | 2025-11-05 |  | 150 | 1652
5162827 | Panel | 4.48 | 1 | IXONIA | WI | Jefferson County | Installation | 2025-11-05 |  | 98 | 9073
5163079 | Panel | 3.839 | 1 | BEAR CREEK | WI | Outagamie County | Installation | 2025-11-05 |  | 39 | RC62
5163176 | Panel | 6.4 | 1 | SUSSEX | WI | Waukesha County | Installation | 2025-11-05 |  | 333 | 5496
5163378 | Panel | 4.64 | 1 | KENOSHA | WI | Kenosha County | Installation | 2025-11-06 |  | 314 | 5774
5163460 | Panel | 60 | 2 | KENOSHA | WI | Kenosha County | Pending Approval | 2025-11-06 |  | 182 | 9386
5163491 | Panel Storage | 11.268 | 1 | KENOSHA | WI | Kenosha County | Pending Approval | 2025-11-06 |  | 14 | 8563
5163498 | Panel | 8.027 | 1 | KENOSHA | WI | Kenosha County | Installation | 2025-11-06 |  | 314 | 5782
5163539 | Panel | 2.094 | 1 | MILWAUKEE | WI | Milwaukee County | Pending Approval | 2025-11-06 |  | 415 | 7464
5163548 | Panel | 8.064 | 1 | MILWAUKEE | WI | Milwaukee County | New Application | 2025-11-06 |  | 54 | 1493
5163612 | Panel | 6.08 | 1 | NEW BERLIN | WI | Waukesha County | Installation | 2025-11-07 |  | #N/A | #N/A
5163738 | Panel Storage | 18.125 | 1 | WATERTOWN | WI | Jefferson County | New Application | 2025-11-07 |  | 98 | 9077
5163800 | Storage | 11.5 | 1 | HARTLAND | WI | Waukesha County | New Application | 2025-11-07 |  | 30 | 6172
5163870 | Panel | 10.24 | 1 | CUDAHY | WI | Milwaukee County | Installation | 2025-11-07 |  | 179 | 7265
5164276 | Panel | 223 | 2 | MOUNT PLEASANT | WI | Racine County | New Application | 2025-11-10 |  | 447 | 1683
5164324 | Panel | 4.425 | 1 | MOUNT PLEASANT | WI | Racine County | Installation | 2025-11-10 |  | 175 | 9862
5164410 | Panel | 1.95 | 1 | MILWAUKEE | WI | Milwaukee County | Pending Approval | 2025-11-10 |  | 87 | 6263
5164438 | Panel | 3.575 | 1 | MILWAUKEE | WI | Milwaukee County | New Application | 2025-11-10 |  | 152 | 6173
5164611 | Panel | 3.04 | 1 | MILWAUKEE | WI | Milwaukee County | New Application | 2025-11-11 |  | 202 | 3282
5164680 | Panel | 6.08 | 1 | MILWAUKEE | WI | Milwaukee County | Pending Approval | 2025-11-11 |  | 305 | 2852
5164685 | Panel | 7.6 | 1 | PLEASANT PRAIRIE | WI | Kenosha County | New Application | 2025-11-11 |  | 118 | 1551
5164716 | Panel Storage | 20.62 | 2 | FRANKLIN | WI | Milwaukee County | New Application | 2025-11-11 |  | 55 | 2184
5164779 | Panel Storage | 11.5 | 1 | RACINE | WI | Racine County | Pending Approval | 2025-11-11 |  | 89 | 5553
5164865 | Storage | 11.5 | 1 | WAUKESHA | WI | Waukesha County | Installation | 2025-11-11 |  | 367 | 1152
5164897 | Panel Storage | 16.72 | 1 | FRANKLIN | WI | Milwaukee County | Installation | 2025-11-11 |  | 288 | 3063
5164929 | Panel | 40 | 2 | DEERFIELD | WI | Dane County | Pending Approval | 2025-11-12 |  | 53 | 8791
5164953 | Panel Storage | 20.832 | 2 | MENOMONEE FALLS | WI | Waukesha County | Pending Approval | 2025-11-12 |  | 166 | 2675
5165180 |  | 5.44 | 1 | FRANKLIN | WI | Milwaukee County | New Application | 2025-11-12 |  | 463 | 7872
5165187 | Panel | 6.72 | 1 | EAST TROY | WI | Walworth County | New Application | 2025-11-12 |  | 129 | 6861
5165235 | Panel | 5.12 | 1 | BROWN DEER | WI | Milwaukee County | New Application | 2025-11-12 |  | 400 | 9551
5165240 | Panel | 5.12 | 1 | MILWAUKEE | WI | Milwaukee County | New Application | 2025-11-12 |  | 211 | 2662
5165674 | Panel | 11.52 | 1 | MUSKEGO | WI | Waukesha County | Installation | 2025-11-13 |  | 394 | 5861
5165865 | Panel Storage | 12.2 | 1 | MEQUON | WI | Ozaukee County | Pending Approval | 2025-11-14 |  | 227 | 3956
5165915 | Panel Storage | 20.24 | 1 | PLEASANT PRAIRIE | WI | Kenosha County | New Application | 2025-11-14 |  | 182 | 9371
5165963 |  | 0 | 1 | MILWAUKEE | WI | Milwaukee County | New Application | 2025-11-14 |  | 375 | 5562
5166117 | Panel | 2.56 | 1 | CALEDONIA | WI | Racine County | New Application | 2025-11-14 |  | #N/A | #N/A
5166129 | Panel | 3.77 | 1 | KENOSHA | WI | Kenosha County | Pending Approval | 2025-11-14 |  | 14 | 8552
5166171 | Panel Storage | 16.96 | 1 | HUBERTUS | WI | Washington County | Installation | 2025-11-14 |  | 213 | 5373
5166346 | Panel | 4.188 | 1 | HARTFORD | WI | Washington County | Pending Approval | 2025-11-17 |  | 30 | 6171
5166391 | Panel | 14.658 | 1 | HARTFORD | WI | Washington County | Pending Approval | 2025-11-17 |  | 30 | 6171
5166468 | Panel | 10.752 | 1 | RACINE | WI | Racine County | New Application | 2025-11-17 |  | 310 | 2752
5166841 | Panel | 7.678 | 1 | PEWAUKEE | WI | Waukesha County | Pending Approval | 2025-11-18 |  | 333 | 5482
5166842 | Panel | 8.352 | 1 | KIMBERLY | WI | Outagamie County | New Application | 2025-11-18 |  | 162 | RR61
5166844 | Panel Storage | 28.52 | 2 | GERMANTOWN | WI | Washington County | Pending Approval | 2025-11-18 |  | 227 | 3962
5166850 | Panel Storage | 19.296 | 1 | MEQUON | WI | Ozaukee County | New Application | 2025-11-18 |  | 227 | 3954
5166918 | Panel | 8.448 | 1 | THIENSVILLE | WI | Ozaukee County | New Application | 2025-11-18 |  | 227 | 3963
5166954 | Panel | 7.68 | 1 | BROOKFIELD | WI | Waukesha County | Installation | 2025-11-18 |  | 391 | 8651
5166983 | Panel | 7.6 | 1 | MILWAUKEE | WI | Milwaukee County | New Application | 2025-11-18 |  | 201 | 1365
5167011 | Panel Storage | 4.35 | 1 | MILWAUKEE | WI | Milwaukee County | New Application | 2025-11-18 |  | 415 | 7461
5167047 | Panel | 11.84 | 1 | MILWAUKEE | WI | Milwaukee County | New Application | 2025-11-18 |  | 386 | 5971
5167489 | Panel | 19.968 | 1 | WEYAUWEGA | WI | Waupaca County | New Application | 2025-11-19 |  | 272 | RG61
5167550 | Panel | 5.525 | 1 | MILWAUKEE | WI | Waupaca County | Pending Approval | 2025-11-19 |  | 305 | 2871
5167863 | Panel | 29 | 2 | RACINE | WI | Racine County | New Application | 2025-11-20 |  | 421 | 5155
5167945 | Panel Storage | 45.77 |  | SHAWANO | WI | Shawano County | New Application | 2025-11-20 |  | #N/A | #N/A
5168233 | Panel | 5.76 | 1 | CLEVELAND | WI | Manitowoc County | New Application | 2025-11-21 |  | 137 | 4041
5168446 | Panel Storage | 22.885 | 2 | PEWAUKEE | WI | Waukesha County | New Application | 2025-11-21 |  | 125 | 3192
2553954 |  | 0 |  | MILWAUKEE | WI | Milwaukee County | New Application |  |  | 87 | 6264
4642106 | Panel | 6000 | 4 | LA GRANGE | WI | Walworth County | Installation | 2021-03-02 |  | #N/A | #N/A
4656131 | Panel | 5000 | 4 | SHEBOYGAN | WI | Sheboygan County | Installation | 2021-04-15 |  | #N/A | #N/A
4658646 | Panel | 6000 | 4 | BRISTOL | WI | Kenosha County | Installation | 2021-04-21 |  | #N/A | #N/A
4678997 | Panel | 5000 | 4 | WALDO | WI | Sheboygan County | Installation | 2021-06-28 |  | #N/A | #N/A
4715720 | Panel | 0 | 4 | CAMPBELLSPORT | WI | Fond du Lac County | Installation | 2021-10-22 |  | #N/A | #N/A
4715734 | Panel | 7500 | 4 | NEW LONDON | WI | Waupaca County | Distribution Study | 2021-10-25 |  | #N/A | #N/A
4744461 | Panel | 300 | 3 | MILWAUKEE | WI | Milwaukee County | Installation | 2022-02-07 |  | #N/A
4778152 | Panel | 6.38 | 1 | MOUNT PLEASANT | WI | Racine County | Installation | 2022-05-24 |  | 314 | 5782
4824310 | Panel | 6000 | 4 | WHITEWATER | WI | Walworth County | Installation | 2021-10-22 |  | #N/A | #N/A
4845676 | Panel | 28.7 | 2 | WAUKESHA | WI | Waukesha County | Installation | 2023-01-06 |  | 576 | 2981
4847100 | Panel | 200 | 2 | RACINE | WI | Racine County | Installation | 2023-01-12 |  | 447 | 1685
4853234 | Panel | 6000 | 4 | Burlington | WI | Racine County | Installation | 2023-02-01 |  | #N/A | #N/A
4856474 | Panel | 6000 | 4 | KENOSHA | WI | Kenosha County | Installation | 2023-02-13 |  | #N/A | #N/A
4880149 | Panel | 5000 | 4 | WATERLOO | WI | Jefferson County | Installation | 2023-05-01 |  | #N/A | #N/A
4893782 | Panel | 5100 | 4 | ELLINGTON | WI | Outagamie County | Distribution Study | 2023-06-16 |  | #N/A | #N/A
4926141 | Panel | 5000 | 4 | WALDO | WI | Sheboygan County | Installation | 2023-09-28 |  | #N/A | #N/A
4938751 | Panel | 6000 | 4 | GERMANTOWN | WI | Washington County | Installation | 2023-11-09 |  | #N/A | #N/A
4940793 | Panel | 4000 | 4 | FRANKSVILLE | WI | Racine County | Installation | 2023-11-16 |  | #N/A | #N/A
4955825 | Panel | 6000 | 4 | EAST TROY | WI | Walworth County | Installation | 2024-01-18 |  | #N/A | #N/A
4965338 | Panel | 6000 | 4 | MUKWONAGO | WI | Waukesha County | Installation | 2024-02-19 |  | #N/A | #N/A
4972275 | Panel | 100 | 3 | FORT ATKINSON | WI | Jefferson County | Installation | 2024-03-06 |  | 153 | 8364
4972275 | Panel | 460 | 3 | FORT ATKINSON | WI | Jefferson County | Installation | 2024-03-06 |  | 153 | 8364
4974255 | Panel | 6000 | 4 | CALEDONIA | WI | Racine County | Distribution Study | 2024-03-12 |  | #N/A | #N/A
4979091 | Panel | 6875 | 4 | MILWAUKEE | WI | Milwaukee County | Distribution Study | 2024-03-28 |  | #N/A | #N/A
4982709 | Panel | 6000 | 4 | GERMANTOWN | WI | Ozaukee County | Installation | 2024-04-10 |  | #N/A | #N/A
4988374 | Panel Storage | 15 | 1 | BROOKFIELD | WI | Waukesha County | Installation | 2024-04-30 |  | 335 | 6383
4994587 | Panel Storage | 12500 | 4 | SALEM | WI | Kenosha County | Distribution Study | 2024-05-21 |  | #N/A | #N/A
4998715 | Panel | 4000 | 4 | FORT ATKINSON | WI | Jefferson County | Installation | 2024-06-03 |  | #N/A | #N/A
5002371 | Hydro | 0 | 4 | FLORENCE | WI | Florence County | Installation | 2024-06-13 |  | #N/A | #N/A
5010686 | Panel | 6.175 | 1 | BROOKFIELD | WI | Waukesha County | Installation | 2024-07-12 |  | 75 | 3451
5019922 | Panel | 4500 | 4 | FREDONIA | WI | Ozaukee County | Installation | 2024-08-09 |  | #N/A | #N/A
5020477 | Panel | 6000 | 4 | PALMYRA | WI | Jefferson County | Installation | 2024-08-13 |  | #N/A | #N/A
5026659 | Panel | 5000 | 4 | WEST BEND | WI | Washington County | Engineering Review | 2024-09-03 |  | #N/A | #N/A
5028479 | Panel Storage | 14.8 | 1 | ELM GROVE | WI |  | Installation | 2024-09-10 |  | 470 | 9353
5031343 | Panel | 4500 | 4 | LIMA | WI | Sheboygan County | Installation | 2024-09-18 |  | #N/A | #N/A
5033243 | Panel | 529 | 3 | RACINE | WI | Racine County | Engineering Review | 2024-09-24 |  | 198 | 1751
5034850 | Panel | 3.8 | 1 | KENOSHA | WI | Kenosha County | Installation | 2024-09-27 |  | 347 | 3863
5036407 | Panel | 4950 | 4 | IXONIA | WI | Jefferson County | Installation | 2024-10-03 |  | #N/A | #N/A
5037780 | Wind | 21.1 | 2 | SEYMOUR | WI | Outagamie County | New Application | 2024-10-07 |  | 464 | SL52
5042965 | Panel | 3.2 | 1 | WHITEWATER | WI | Walworth County | Installation | 2024-10-25 |  | 384 | 4473
5043575 | Panel | 1440 | 4 | MILWAUKEE | WI | Milwaukee County | Installation | 2024-10-28 |  | 334 | 4373
5043952 | Panel | 5.12 | 1 | FORT ATKINSON | WI | Jefferson County | Installation | 2024-10-29 |  | 153 | 8355
5043995 | Panel Storage | 11.5 | 2 | WEST ALLIS | WI | Milwaukee County | Installation | 2024-11-05 |  | 375 | 5553
5043995 | Panel Storage | 11.5 | 2 | WEST ALLIS | WI | Milwaukee County | Installation | 2024-10-29 |  | 375 | 5553
5044114 | Panel | 6000 | 4 | BLACK CREEK | WI | Outagamie County | Installation | 2024-10-30 |  | #N/A | #N/A
5045849 | Panel | 160 | 2 | WEST ALLIS | WI | Milwaukee County | Installation | 2024-11-04 |  | 249 | 4573
5048768 | Panel Storage | 12 | 1 | OCONOMOWOC | WI | Waukesha County | Installation | 2024-11-14 |  | 261 | 2662
5049802 | Panel Storage | 23.265 | 2 | KENOSHA | WI |  | Installation | 2024-11-18 |  | 14 | 8563
5049938 | Panel | 5 | 1 | MILWAUKEE | WI | Milwaukee County | Installation | 2024-11-19 |  | 236 | 3563
5050770 | Panel Storage | 18.65 | 1 | MILWAUKEE | WI | Milwaukee County | Installation | 2024-11-21 |  | 256 | 4663
5050875 | Panel | 2.28 | 1 | MILWAUKEE | WI | Milwaukee County | Installation | 2024-11-21 |  | #N/A
5051234 | Panel | 5.525 | 1 | WEST ALLIS | WI | Milwaukee County | Installation | 2024-11-22 |  | 59 | 7786
5055747 | Panel | 10.44 | 1 | PEWAUKEE | WI | Waukesha County | Installation | 2024-12-12 |  | 103 | 2886
5057070 | Panel | 34.2 | 2 | SHIOCTON | WI | Outagamie County | Installation | 2024-12-17 |  | 139 | LL83
5061800 | Panel | 250 | 3 | WAUKESHA | WI | Waukesha County | Installation | 2025-01-09 |  | 366 | 7055
5062240 | Panel | 9.1 | 1 | BROOKFIELD | WI | Waukesha County | Installation | 2025-01-13 |  | 391 | 8662
5062815 | Panel Storage | 30 | 2 | MUSKEGO | WI | Waukesha County | Installation | 2025-01-14 |  | 288 | 3047
5063384 | Panel | 6.448 | 1 | MILWAUKEE | WI | Milwaukee County | Installation | 2025-01-16 |  | 434 | 0152
5065789 | Panel | 3.42 | 1 | MILWAUKEE | WI | Milwaukee County | Installation | 2025-01-27 |  | 224 | 7951
5073472 | Panel | 16.4 | 1 | RIVER HILLS | WI | Milwaukee County | Installation | 2025-02-18 |  | 61 | 4973
5073923 | Panel | 3.8 | 1 | MILWAUKEE | WI | Milwaukee County | Installation | 2025-02-19 |  | 179 | 7261
5074057 | Panel | 4.875 | 1 | MILWAUKEE | WI | Milwaukee County | Installation | 2025-02-20 |  | 404 | 3472
5075147 | Panel | 6000 | 4 | BRISTOL | WI | Kenosha County | Engineering Review | 2025-02-25 |  | #N/A | #N/A
5075159 | Panel | 37.6 | 2 | MILWAUKEE | WI | Milwaukee County | Installation | 2025-02-25 |  | 87 | 6253
5075204 | Panel | 30 | 2 | MILWAUKEE | WI | Milwaukee County | Installation | 2025-02-25 |  | 404 | 3478
5075234 | Panel | 30 | 2 | MILWAUKEE | WI | Milwaukee County | Installation | 2025-02-25 |  | 77 | 7472
5075293 | Panel | 22.8 | 2 | MILWAUKEE | WI | Milwaukee County | Installation | 2025-02-25 |  | 121 | 2871
5075312 | Panel | 15.2 | 1 | MILWAUKEE | WI | Milwaukee County | Installation | 2025-02-25 |  | 17 | 4791
5075401 | Panel | 6000 | 4 | HARTFORD | WI | Washington County | Engineering Review | 2025-02-26 |  | #N/A | #N/A
5075428 | Panel | 100 | 2 | JOHNSON CREEK | WI | Jefferson County | Installation | 2025-02-26 |  | 319 | 7094
5075512 | Panel | 15.2 | 1 | OAK CREEK | WI | Milwaukee County | Installation | 2025-02-26 |  | 463 | 7884
5075526 | Panel Storage | 90 | 2 | KENOSHA | WI | Kenosha County | Installation | 2025-02-26 |  | 182 | 9371
5075815 | Panel | 3.8 | 1 | MILWAUKEE | WI | Milwaukee County | Installation | 2025-02-27 |  | 256 | 4664
5078896 | Panel | 6000 | 4 | SEYMOUR | WI | Outagamie County | Installation | 2025-03-10 |  | #N/A | #N/A
5082465 | Panel | 10 | 1 | MILWAUKEE | WI | Milwaukee County | Installation | 2025-03-12 |  | 337 | 0252
5083305 | Panel | 5.44 | 1 | MILWAUKEE | WI | Milwaukee County | Installation | 2025-03-13 |  | 225 | 1552
5083684 | Panel Storage | 19.5 | 2 | MOUNT PLEASANT | WI | Racine County | Installation | 2025-03-14 |  | 314 | 5782
5084383 | Panel | 612 | 3 | APPLETON | WI | Outagamie County | New Application | 2025-03-17 |  | 81 | 5480
5087269 | Panel Storage | 16.06 | 1 | WAUKESHA | WI | Waukesha County | Installation | 2025-03-25 |  | 366 | 7066
5089106 | Panel | 15.2 | 1 | GREENFIELD | WI | Milwaukee County | Installation | 2025-03-31 |  | 59 | 7793
5090323 | Panel | 10.88 | 1 | WAUWATOSA | WI | Milwaukee County | Installation | 2025-04-03 |  | 66 | 8652
5090419 | Panel | 6.46 | 1 | MILWAUKEE | WI | Milwaukee County | Installation | 2025-04-03 |  | 305 | 2874
5091244 | Panel | 34.6 | 2 | MILWAUKEE | WI | Milwaukee County | Installation | 2025-04-07 |  | 270 | 3783
5092320 | Panel | 4.32 | 1 | WAUKESHA | WI | Waukesha County | Installation | 2025-04-10 |  | 228 | 3581
5092537 | Panel | 2.9 | 1 | WEST ALLIS | WI | Milwaukee County | Installation | 2025-04-10 |  | 375 | 5561
5093012 | Panel Storage | 16.31 | 1 | WATERFORD | WI | Racine County | Installation | 2025-04-11 |  | 468 | 3481
5093384 | Other | 276 | 3 | WAUWATOSA | WI | Milwaukee County | Installation | 2025-04-14 |  | 234 | 1863
5093849 | Panel Storage | 14.93 | 1 | MILWAUKEE | WI | Milwaukee County | Installation | 2025-04-15 |  | 59 | 7786
5094051 | Panel | 6.4 | 1 | IXONIA | WI | Jefferson County | Installation | 2025-04-15 |  | 98 | 9073
5094627 | Panel | 21 | 2 | FRANKLIN | WI | Milwaukee County | Installation | 2025-04-17 |  | 463 | 7872
5095142 | Panel Storage | 9.095 | 1 | WEST ALLIS | WI | Milwaukee County | Installation | 2025-04-21 |  | #N/A | #N/A
5095878 | Panel | 6.08 | 1 | KENOSHA | WI | Kenosha County | Installation | 2025-04-23 |  | 330 | 5163
5096052 | Panel | 3.2 | 1 | MILWAUKEE | WI | Milwaukee County | Installation | 2025-04-23 |  | #N/A | #N/A
5096170 | Panel | 4.16 | 1 | MILWAUKEE | WI | Milwaukee County | Installation | 2025-04-23 |  | 224 | 7951
5096537 | Panel | 67.3 | 2 | MILWAUKEE | WI | Milwaukee County | Installation | 2025-04-24 |  | #N/A
5097495 | Panel | 30 | 2 | FORT ATKINSON | WI | Jefferson County | Installation | 2025-05-02 |  | 412 | 5762
5097495 | Panel | 30 | 2 | FORT ATKINSON | WI | Jefferson County | Installation | 2025-04-29 |  | 412 | 5762
5098362 | Panel | 5.752 | 1 | SAINT CLOUD | WI | Fond du Lac County | Installation | 2025-04-30 |  | 146 | 1093
5099444 | Panel | 30 | 2 | WAUKESHA | WI | Waukesha County | Installation | 2025-05-02 |  | 165 | 4751
5099444 | Panel | 30 | 2 | WAUKESHA | WI | Waukesha County | Installation | 2025-05-02 |  | 165 | 4751
5101772 | Panel | 8.36 | 1 | WEST BEND | WI | Washington County | Installation | 2025-05-09 |  | 33 | 9785
5101872 | Panel | 3.84 | 1 | RACINE | WI | Racine County | Installation | 2025-05-12 |  | 422 | 3172
5101901 | Panel Storage | 21.78 | 2 | HALES CORNERS | WI | Milwaukee County | Installation | 2025-05-12 |  | 288 | 3062
5102518 | Panel | 8.36 | 1 | OAK CREEK | WI | Milwaukee County | Installation | 2025-05-13 |  | 275 | 8451
5102625 | Panel Storage | 11.5 | 1 | MILWAUKEE | WI | Milwaukee County | Installation | 2025-05-13 |  | 256 | 4663
5103036 | Panel | 4.48 | 1 | OCONOMOWOC | WI | Waukesha County | Installation | 2025-05-14 |  | 30 | 6172
5103331 | Panel | 3.42 | 1 | GREENDALE | WI | Milwaukee County | Installation | 2025-05-15 |  | 134 | 1672
5103345 | Panel | 3.8 | 1 | MILWAUKEE | WI | Milwaukee County | Installation | 2025-05-14 |  | 76 | 8762
5103772 | Panel | 9.88 | 1 | RACINE | WI | Racine County | Installation | 2025-05-16 |  | 89 | 5553
5104047 | Panel | 15.2 | 1 | BROWN DEER | WI | Milwaukee County | Installation | 2025-05-16 |  | 311 | 3584
5105003 | Panel | 4.56 | 1 | RACINE | WI | Racine County | Installation | 2025-05-20 |  | 145 | 2553
5105020 | Panel | 3.04 | 1 | MILWAUKEE | WI | Milwaukee County | Installation | 2025-05-20 |  | 201 | 1343
5105044 | Panel | 9.92 | 1 | JOHNSON CREEK | WI | Jefferson County | Installation | 2025-05-20 |  | 174 | 6674
5105804 | Panel | 0 | 3 | RACINE | WI | Racine County | Engineering Review | 2025-05-22 |  | 447 | 1683
5105826 | Panel | 10.44 | 1 | MILWAUKEE | WI | Milwaukee County | Installation | 2025-05-22 |  | 256 | 4663
5105857 | Panel | 80 | 2 | STURTEVANT | WI | Racine County | Installation | 2025-05-22 |  | 447 | 1686
5106013 | Panel | 120 | 2 | RACINE | WI | Racine County | Installation | 2025-05-22 |  | 304 | 8353
5106260 | Panel | 5.7 | 1 | MILWAUKEE | WI | Milwaukee County | Installation | 2025-05-23 |  | 152 | 6151
5106290 | Panel | 4.64 | 1 | MUKWONAGO | WI | Waukesha County | Installation | 2025-05-23 |  | 241 | 7382
5106380 | Storage | 11.5 | 1 | MILWAUKEE | WI | Milwaukee County | Installation | 2025-05-23 |  | 337 | 0252
5106705 | Panel | 9.6 | 1 | WEST ALLIS | WI | Milwaukee County | Installation | 2025-05-27 |  | 386 | 5961
5107014 | Panel | 1099.5 | 4 | BROWN DEER | WI | Milwaukee County | Installation | 2025-05-28 |  | 450 | 1481
5107023 | Panel | 5.12 | 1 | KENOSHA | WI | Kenosha County | Installation | 2025-05-28 |  | 14 | 8552
5107774 | Panel Storage | 18.8 | 1 | EAST TROY | WI | Walworth County | Installation | 2025-05-29 |  | 241 | 7376
5107816 | Panel | 4.56 | 1 | KENOSHA | WI | Kenosha County | Installation | 2025-05-29 |  | 315 | 2352
5107919 | Panel | 7.6 | 1 | BELGIUM | WI | Ozaukee County | Installation | 2025-05-29 |  | 159 | 0588
5108264 | Panel | 6.72 | 1 | NEW BERLIN | WI | Waukesha County | Installation | 2025-05-30 |  | 237 | 2796
5108876 | Panel Storage | 11.5 | 1 | APPLETON | WI | Outagamie County | Installation | 2025-06-02 |  | 639 | PT52
5109606 | Panel | 300 | 3 | MALONE | WI | Fond du Lac County | Installation | 2025-06-04 |  | 146 | 1091
5109620 | Panel | 4.56 | 1 | WATERTOWN | WI | Jefferson County | Installation | 2025-06-04 |  | 354 | 5862
5109633 | Panel | 1440 | 4 | FRANKLIN | WI | Milwaukee County | Distribution Study | 2025-06-04 |  | 463 | 7873
5109661 | Panel | 9.12 | 1 | MILWAUKEE | WI | Milwaukee County | Installation | 2025-06-04 |  | 415 | 7463
5109717 | Panel | 6.08 | 1 | MILWAUKEE | WI | Milwaukee County | Installation | 2025-06-04 |  | #N/A
5109725 | Panel | 10.64 | 1 | MILWAUKEE | WI | Milwaukee County | Installation | 2025-06-04 |  | #N/A
5109736 | Panel | 12.16 | 1 | MILWAUKEE | WI | Milwaukee County | Installation | 2025-06-04 |  | #N/A
5109743 | Panel | 11.78 | 1 | MILWAUKEE | WI | Milwaukee County | Installation | 2025-06-04 |  | #N/A
5109900 | Panel Storage | 17.54 | 1 | MILWAUKEE | WI | Milwaukee County | Installation | 2025-06-04 |  | 423 | 9474
5110216 | Panel | 7700 | 4 | SALEM LAKES | WI | Kenosha County | Engineering Review | 2025-06-05 |  | #N/A | #N/A
5111012 | Panel | 6.96 | 1 | SALEM | WI | Kenosha County | Installation | 2025-06-09 |  | 317 | 3981
5111356 | Panel | 5.76 | 1 | RACINE | WI | Racine County | Installation | 2025-06-09 |  | 310 | 2762
5111800 | Panel | 5.76 | 1 | RACINE | WI | Racine County | Installation | 2025-06-10 |  | 145 | 2553
5112666 | Panel | 34.6 | 2 | MILWAUKEE | WI | Milwaukee County | Installation | 2025-06-12 |  | #N/A | #N/A
5112680 | Panel | 34.6 | 2 | MILWAUKEE | WI | Milwaukee County | Installation | 2025-06-12 |  | #N/A | #N/A
5113362 | Panel | 9.28 | 1 | KANSASVILLE | WI | Racine County | Installation | 2025-06-16 |  | 269 | 8993
5113400 | Panel Storage | 11000 | 4 | ELKHORN | WI | Walworth County | New Application | 2025-06-16 |  | 325 | 6582
5113441 | Panel Storage | 10000 | 4 | CAMPBELLSPORT | WI | Fond du Lac County | New Application | 2025-06-16 |  | #N/A | #N/A
5113620 | Panel Storage | 10000 | 4 | FORT ATKINSON | WI | Jefferson County | New Application | 2025-06-16 |  | #N/A | #N/A
5113690 | Panel | 5000 | 4 | WATERTOWN | WI | Jefferson County | Installation | 2025-06-16 |  | #N/A | #N/A
5113730 | Panel | 6000 | 4 | FORT ATKINSON | WI | Jefferson County | Installation | 2025-06-16 |  | #N/A | #N/A
5113860 | Panel | 240 | 3 | MILWAUKEE | WI | Milwaukee County | Engineering Review | 2025-06-17 |  | 102 | 3656
5113868 | Panel | 240 | 3 | MILWAUKEE | WI | Milwaukee County | Engineering Review | 2025-06-17 |  | 102 | 3656
5113875 | Panel | 120 | 2 | MILWAUKEE | WI | Milwaukee County | Installation | 2025-06-17 |  | 475 | 9142
5114250 | Panel | 6000 | 4 | LAKE MILLS | WI | Jefferson County | Installation | 2025-06-17 |  | #N/A | #N/A
5115346 | Panel Storage | 11.5 | 1 | MILWAUKEE | WI | Milwaukee County | Installation | 2025-06-19 |  | 249 | 4597
5115795 | Panel Storage | 58.24 | 2 | HUBERTUS | WI | Washington County | Installation | 2025-06-20 |  | 30 | 6178
5115828 | Panel | 10 | 1 | PORT WASHINGTON | WI | Ozaukee County | Installation | 2025-06-20 |  | 352 | 7651
5116661 | Panel | 6.912 | 1 | MILWAUKEE | WI | Milwaukee County | Installation | 2025-06-24 |  | 66 | 8661
5116998 | Panel Storage | 15 | 1 | COLGATE | WI | Washington County | Installation | 2025-06-24 |  | 455 | 4852
5117110 | Other | 674 | 3 | RACINE | WI | Racine County | Engineering Review | 2025-06-25 |  | 421 | 5153
5117239 | Panel Biomass | 6160 | 4 | OAK CREEK | WI | Milwaukee County | Distribution Study | 2025-06-25 |  | 275 | 8454
5118612 | Panel | 300 | 4 | FRANKLIN | WI | Milwaukee County | Installation | 2025-06-30 |  | 463 | 7873
5118769 | Panel Storage | 17.96 | 1 | MILWAUKEE | WI | Milwaukee County | Installation | 2025-06-30 |  | 76 | 8762
5119016 | Panel | 7.68 | 1 | ELKHORN | WI | Walworth County | Installation | 2025-07-01 |  | 325 | 6581
5119188 | Panel | 6.84 | 1 | MILWAUKEE | WI | Milwaukee County | Installation | 2025-07-01 |  | 179 | 7261
5119810 | Panel | 100 | 2 | 2326 MOHR AVE | WI | Racine County | New Application | 2025-07-02 |  | 422 | 3172
5119838 | Panel | 400 | 3 | RACINE | WI | Racine County | Engineering Review | 2025-07-02 |  | 291 | 8556
5120950 | Panel | 6.46 | 1 | MILWAUKEE | WI | Milwaukee County | Installation | 2025-07-07 |  | 404 | 3472
5120962 | Panel | 5.32 | 1 | KENOSHA | WI | Kenosha County | Installation | 2025-07-07 |  | 330 | 5162
5121179 | Panel | 9.88 | 1 | RACINE | WI | Racine County | Installation | 2025-07-08 |  | 421 | 5141
5121262 | Panel | 4.8 | 1 | MILWAUKEE | WI | Milwaukee County | Installation | 2025-07-08 |  | 201 | 1343
5121295 | Panel | 5.76 | 1 | JOHNSON CREEK | WI | Jefferson County | Installation | 2025-07-08 |  | 98 | 9081
5122049 | Panel | 6000 | 4 | EDEN | WI | Fond du Lac County | Distribution Study | 2025-07-10 |  | #N/A | #N/A
5122380 | Panel | 6.96 | 1 | MILWAUKEE | WI | Milwaukee County | Installation | 2025-07-11 |  | 415 | 7464
5123120 | Panel | 14.82 | 1 | WAUWATOSA | WI | Milwaukee County | Installation | 2025-07-14 |  | 249 | 4597
5123288 | Panel | 4.56 | 1 | WEST ALLIS | WI | Milwaukee County | Installation | 2025-07-15 |  | 375 | 5553
5123415 | Panel | 3.84 | 1 | LOMIRA | WI | Dodge County | Installation | 2025-07-15 |  | 204 | 2152
5123613 | Panel | 25 | 2 | FRANKLIN | WI | Milwaukee County | Installation | 2025-07-15 |  | 463 | 7885
5123772 | Panel | 2.9 | 1 | MILWAUKEE | WI | Milwaukee County | Installation | 2025-07-16 |  | 404 | 3473
5124006 | Panel | 7.6 | 1 | MOUNT CALVARY | WI | Fond du Lac County | Installation | 2025-07-16 |  | 146 | 1091
5124040 | Panel | 3.84 | 1 | FORT ATKINSON | WI | Jefferson County | Installation | 2025-07-16 |  | 154 | 9162
5124198 | Panel | 7.83 | 1 | ELM GROVE | WI | Waukesha County | Installation | 2025-07-17 |  | 142 | 4661
5124427 | Panel | 8 | 1 | MILWAUKEE | WI | Milwaukee County | Installation | 2025-07-17 |  | 76 | 8762
5124841 | Panel | 6.964 | 1 | MILWAUKEE | WI | Milwaukee County | Installation | 2025-07-18 |  | 179 | 7251
5125016 | Panel | 14.208 | 1 | WATERFORD | WI | Racine County | Installation | 2025-07-21 |  | 468 | 3484
5125206 | Panel Storage | 26.46 | 2 | MILWAUKEE | WI | Milwaukee County | Installation | 2025-07-21 |  | 171 | 2362
5125427 | Panel | 5.7 | 1 | MILWAUKEE | WI | Milwaukee County | Installation | 2025-07-21 |  | #N/A
5125811 | Panel Storage | 9 | 1 | FORT ATKINSON | WI | Jefferson County | Installation | 2025-07-22 |  | 154 | 9162
5125938 | Panel | 2.28 | 1 | MILWAUKEE | WI | Milwaukee County | Installation | 2025-07-23 |  | 305 | 2851
5125943 | Panel Storage | 19.6 | 1 | CALEDONIA | WI | Racine County | Installation | 2025-07-23 |  | 291 | 8565
5126373 | Panel | 4.56 | 1 | MILWAUKEE | WI | Milwaukee County | Installation | 2025-07-24 |  | 305 | 2852
5126375 | Panel | 6.46 | 1 | MEQUON | WI | Ozaukee County | Installation | 2025-07-24 |  | 227 | 3962
5126387 | Panel | 13.3 | 1 | FRANKSVILLE | WI | Racine County | Installation | 2025-07-24 |  | 452 | 2583
5126414 | Panel Storage | 7.68 | 1 | FRANKLIN | WI | Milwaukee County | Installation | 2025-07-24 |  | 288 | 3051
5126984 | Panel | 30 | 2 | MOUNT CALVARY | WI | Fond du Lac County | Installation | 2025-07-24 |  | 146 | 1091
5127144 | Panel Storage | 11.5 | 1 | BAYSIDE | WI | Milwaukee County | Installation | 2025-07-25 |  | 54 | 1402
5127644 | Panel | 9.5 | 1 | KENOSHA | WI | Kenosha County | Installation | 2025-07-29 |  | 314 | 5774
5128035 | Panel | 17.7 | 1 | BURLINGTON | WI | Racine County | Installation | 2025-07-29 |  | 67 | 1145
5128702 | Panel | 36 | 2 | FRANKLIN | WI | Milwaukee County | Installation | 2025-07-31 |  | 463 | 7885
5129038 | Panel | 7.475 | 1 | WAUKESHA | WI | Waukesha County | Installation | 2025-07-31 |  | 344 | 0453
5129277 | Panel | 7.04 | 1 | WEST ALLIS | WI | Milwaukee County | Installation | 2025-08-01 |  | 386 | 5962
5129584 | Panel | 840 | 3 | PLEASANT PRAIRIE | WI | Kenosha County | Installation | 2025-08-04 |  | 192 | 6275
5129680 | Panel | 11.4 | 1 | WEST ALLIS | WI | Milwaukee County | Installation | 2025-08-04 |  | 201 | 1355
5130178 | Panel | 4.94 | 1 | NEENAH | WI | Winnebago County | Installation | 2025-08-05 |  | 57 | GW54
5130418 | Panel | 10 | 1 | LOWELL | WI | Dodge County | Installation | 2025-08-05 |  | 319 | 7091
5130438 | Panel | 5.7 | 1 | MILWAUKEE | WI | Milwaukee County | Installation | 2025-08-05 |  | #N/A | 0
5131621 | Panel | 7.68 | 1 | NEW BERLIN | WI | Waukesha County | Installation | 2025-08-07 |  | 237 | 2774
5131625 | Panel | 8.96 | 1 | MILWAUKEE | WI | Milwaukee County | Installation | 2025-08-07 |  | 270 | 3772
5131750 | Panel Storage | 9.18 | 1 | MILWAUKEE | WI | Milwaukee County | Installation | 2025-08-08 |  | 202 | 3282
5131753 | Panel Storage | 17.58 | 1 | GREENDALE | WI | Milwaukee County | Installation | 2025-08-08 |  | 134 | 1661
5132390 | Panel | 14.06 | 1 | MILWAUKEE | WI | Milwaukee County | New Application | 2025-08-11 |  | 415 | 7463
5132396 | Panel | 3.84 | 1 | GREENFIELD | WI | Milwaukee County | Installation | 2025-08-11 |  | 202 | 3282
5132399 | Panel | 8 | 1 | FRANKLIN | WI | Milwaukee County | Installation | 2025-08-11 |  | 463 | 7872
5132751 | Panel | 34.2 | 2 | MILWAUKEE | WI | Milwaukee County | Installation | 2025-08-11 |  | 415 | 7453
5133463 | Panel Storage | 23 | 2 | MILWAUKEE (GREENFIELD) | WI | Milwaukee County | Installation | 2025-08-13 |  | 96 | 1651
5133682 | Panel | 7.6 | 1 | GRAFTON | WI | Ozaukee County | Installation | 2025-08-13 |  | 438 | Z783
5134000 | Panel | 4.56 | 1 | TREVOR | WI | Kenosha County | Installation | 2025-08-14 |  | 317 | 3974
5134229 | Panel Storage | 22.16 | 2 | DARIEN | WI | Walworth County | Installation | 2025-08-14 |  | 456 | 7162
5134377 | Panel Storage | 11.5 | 1 | WALES | WI | Waukesha County | Installation | 2025-08-14 |  | #N/A | #N/A
5134572 | Panel Storage | 11.5 | 1 | KENOSHA | WI | Kenosha County | Pending Approval | 2025-08-15 |  | 182 | 9381
5134594 | Panel | 3.42 | 1 | MILWAUKEE | WI | Milwaukee County | Installation | 2025-08-15 |  | 102 | 3662
5134628 | Panel Storage | 158.6 | 2 | APPLETON | WI | Outagamie County | New Application | 2025-08-15 |  | 70 | BDM2
5134729 | Panel Storage | 162.5 | 2 | APPLETON | WI | Outagamie County | New Application | 2025-08-15 |  | 80 | AS64
5134803 | Panel | 6000 | 4 | RUBICON | WI | Dodge County | Engineering Review | 2025-08-15 |  | #N/A | #N/A
5135970 | Panel | 7.6 | 1 | BURLINGTON | WI | Racine County | Installation | 2025-08-19 |  | 67 | 1146
5135972 | Panel | 7.6 | 1 | MILWAUKEE | WI | Milwaukee County | Installation | 2025-08-19 |  | 171 | 2361
5135974 | Panel | 7.6 | 1 | MILWAUKEE | WI | Milwaukee County | Installation | 2025-08-19 |  | 117 | 0761
5136069 | Panel | 8.725 | 1 | WHITEWATER | WI | Walworth County | Installation | 2025-08-19 |  | 384 | 4481
5136074 | Panel | 3.8 | 1 | MILWAUKEE | WI | Milwaukee County | Installation | 2025-08-19 |  | 201 | 1352
5136126 | Panel Storage | 11.5 | 1 | MILWAUKEE | WI | Milwaukee County | Installation | 2025-08-19 |  | #N/A
5136192 | Panel | 6.96 | 1 | MUKWONAGO | WI | Waukesha County | Installation | 2025-08-19 |  | 241 | 7386
5136525 | Panel | 5.921 | 1 | OAK CREEK | WI | Milwaukee County | Installation | 2025-08-20 |  | 298 | 4561
5136543 | Panel Storage | 18.028 | 1 | KENOSHA | WI | Kenosha County | Installation | 2025-08-20 |  | 314 | 5782
5136994 | Panel | 13.44 | 1 | MILWAUKEE | WI | Milwaukee County | Installation | 2025-08-20 |  | 225 | 1562
5137213 | Panel | 6.96 | 1 | NASHOTAH | WI | Waukesha County | Installation | 2025-08-21 |  | 30 | 6172
5137832 | Panel | 5.76 | 1 | FREMONT | WI | Waupaca County | Installation | 2025-08-21 |  | 453 | DF51
5137850 | Panel Storage | 11.5 | 1 | MILWAUKEE | WI | Milwaukee County | Installation | 2025-08-21 |  | 151 | 9262
5137982 | Panel | 3.42 | 1 | MILWAUKEE | WI | Milwaukee County | Installation | 2025-08-22 |  | 305 | 2852
5138060 | Panel | 5 | 1 | PORT WASHINGTON | WI | Ozaukee County | Installation | 2025-08-22 |  | 352 | 7651
5138100 | Panel Storage | 20 | 1 | OCONOMOWOC | WI | Waukesha County | Installation | 2025-08-22 |  | 327 | 6446
5138203 | Panel | 60 | 2 | WATERTOWN | WI | Jefferson County | Installation | 2025-08-22 |  | 98 | 9082
5138264 | Panel | 8.32 | 1 | FRANKLIN | WI | Milwaukee County | Installation | 2025-08-22 |  | 452 | 2582
5138476 | Panel | 3.84 | 1 | KEWASKUM | WI | Washington County | Installation | 2025-08-22 |  | 33 | 9785
5138520 | Panel | 4.48 | 1 | MILWAUKEE | WI | Milwaukee County | Installation | 2025-08-25 |  | 179 | 7251
5138966 | Panel Storage | 11.5 | 1 | APPLETON | WI | Outagamie County | Installation | 2025-08-26 |  | 20 | HL61
5139212 | Panel | 3.48 | 1 | RACINE | WI | Racine County | Installation | 2025-08-26 |  | 422 | 3173
5139286 | Panel | 8.74 | 1 | OCONOMOWOC | WI | Waukesha County | Installation | 2025-08-26 |  | #N/A | #N/A
5139307 | Panel | 7.296 | 1 | MILWAUKEE | WI | Milwaukee County | Installation | 2025-08-26 |  | 236 | 3554
5139386 | Panel | 9.16 | 1 | ELKHORN | WI | Walworth County | Installation | 2025-08-26 |  | 325 | 6581
5139463 | Panel | 7.678 | 1 | MILWAUKEE | WI | Milwaukee County | Installation | 2025-08-27 |  | 249 | 4571
5139464 | Panel | 4.94 | 1 | MILWAUKEE | WI | Milwaukee County | Installation | 2025-08-27 |  | 55 | 2194
5139593 | Panel | 34.6 | 2 | MILWAUKEE | WI | Milwaukee County | New Application | 2025-08-27 |  | #N/A | #N/A
5139659 | Panel | 34.6 | 2 | MILWAUKEE | WI | Milwaukee County | New Application | 2025-08-27 |  | #N/A | #N/A
5139894 | Panel | 4.8 | 1 | MILWAUKEE | WI | Milwaukee County | Installation | 2025-08-28 |  | 66 | 8662
5140095 | Panel Storage | 22.636 | 2 | NEENAH | WI | Winnebago County | Installation | 2025-08-28 |  | 57 | GW61
5140126 | Storage | 11.5 | 1 | FRANKLIN | WI | Milwaukee County | Installation | 2025-08-28 |  | 288 | 3047
5140503 | Panel | 8.99 | 1 | KENOSHA | WI | Kenosha County | Installation | 2025-08-29 |  | 314 | 5782
5140819 | Panel | 3.8 | 1 | RACINE | WI | Racine County | Installation | 2025-09-02 |  | 198 | 1752
5140917 | Panel Storage | 23 | 2 | NEENAH | WI | Winnebago County | Installation | 2025-09-02 |  | #N/A | #N/A
5140950 | Panel | 10.64 | 1 | MILWAUKEE | WI | Milwaukee County | New Application | 2025-09-02 |  | 66 | 8652
5140962 | Panel | 4.48 | 1 | MILWAUKEE | WI | Milwaukee County | Installation | 2025-09-02 |  | 407 | 9272
5141015 | Panel | 300 | 3 | WAUKESHA | WI | Waukesha County | Installation | 2025-09-02 |  | #N/A | #N/A
5141362 | Panel Storage | 11.5 | 1 | WEST BEND | WI | Washington County | Installation | 2025-09-03 |  | 170 | 6184
5141368 | Panel | 5.85 | 1 | NEENAH | WI | Winnebago County | Installation | 2025-09-03 |  | 70 | BDM1
5141390 | Panel | 7.54 | 1 | GREENDALE | WI | Milwaukee County | Installation | 2025-09-03 |  | 55 | 2184
5141694 | Panel | 4.225 | 1 | WAUWATOSA | WI | Milwaukee County | Installation | 2025-09-04 |  | 249 | 4587
5141733 | Panel | 4.56 | 1 | MILWAUKEE | WI | Milwaukee County | Installation | 2025-09-04 |  | 150 | 1652
5141763 | Panel | 10.64 | 1 | BROOKFIELD | WI | Waukesha County | Installation | 2025-09-04 |  | 216 | 2352
5142044 | Panel | 5.12 | 1 | OAK CREEK | WI | Milwaukee County | Installation | 2025-09-05 |  | 275 | 8451
5142192 | Panel | 11.52 | 1 | IXONIA | WI | Jefferson County | Installation | 2025-09-05 |  | 98 | 9073
5142779 | Panel | 5.12 | 1 | WAUKESHA | WI | Waukesha County | Installation | 2025-09-08 |  | 366 | 7066
5142873 | Panel | 3.9 | 1 | MILWAUKEE | WI | Milwaukee County | Installation | 2025-09-08 |  | 305 | 2852
5143102 | Panel | 3.8 | 1 | MILWAUKEE | WI | Milwaukee County | New Application | 2025-09-09 |  | 201 | 1344
5143131 | Panel | 6.4 | 1 | WAUKESHA | WI | Waukesha County | Installation | 2025-09-09 |  | 254 | 5263
5143221 | Panel Storage | 40.48 | 2 | MILWAUKEE | WI | Milwaukee County | Installation | 2025-09-09 |  | 54 | 1482
5143259 | Panel Storage | 20.78 | 2 | PEWAUKEE | WI | Waukesha County | Installation | 2025-09-09 |  | 125 | 3182
5143283 | Panel | 6.4 | 1 | MILWAUKEE | WI | Milwaukee County | Installation | 2025-09-09 |  | 249 | 4571
5143335 | Panel | 6 | 1 | PHELPS | WI | Vilas County | Installation | 2025-09-09 |  | 343 | WL51
5143377 | Panel | 9.12 | 1 | APPLETON | WI | Outagamie County | Installation | 2025-09-10 |  | 162 | RR52
5143629 | Panel | 13.92 | 1 | BROOKFIELD | WI | Waukesha County | Installation | 2025-09-10 |  | 164 | 7971
5143690 | Panel | 5.76 | 1 | GERMANTOWN | WI | Washington County | Installation | 2025-09-10 |  | 166 | 2697
5144348 | Panel | 6.4 | 1 | WAUKESHA | WI | Waukesha County | Installation | 2025-09-12 |  | 366 | 7053
5144976 | Panel | 4.8 | 1 | GREENVILLE | WI | Outagamie County | Installation | 2025-09-15 |  | 139 | LL83
5145238 | Panel Storage | 31.39 | 2 | SILVER LAKE | WI | Kenosha County | Installation | 2025-09-15 |  | 67 | 1152
5145346 | Panel | 12.564 |  | APPLETON | WI | Outagamie County | New Application | 2025-09-15 |  | 104 | OH62
5145691 | Panel | 8.354 | 1 | MILWAUKEE | WI | Milwaukee County | Installation | 2025-09-16 |  | 117 | 0771
5145834 | Panel | 67.3 | 2 | MILWAUKEE | WI | Milwaukee County | Installation | 2025-04-24 |  | #N/A | #N/A
5145836 | Panel | 15.2 | 1 | FREMONT | WI | Waupaca County | Installation | 2025-09-16 |  | 161 | RT61
5145911 | Panel | 6.175 | 1 | MILWAUKEE | WI | Milwaukee County | Installation | 2025-09-17 |  | #N/A
5145982 | Panel Storage | 11.5 | 1 | MILWAUKEE | WI | Milwaukee County | Installation | 2025-09-17 |  | 423 | 9471
5146089 | Panel | 10 | 1 | KENOSHA | WI | Kenosha County | Installation | 2025-09-17 |  | 315 | 2353
5146126 | Panel | 7.6 | 1 | WAUKESHA | WI | Waukesha County | Installation | 2025-09-17 |  | 344 | 0453
5146181 | Panel | 5.8 | 1 | MENOMONEE FALLS | WI | Waukesha County | Installation | 2025-09-17 |  | 335 | 6382
5146296 | Panel | 3.2 | 1 | MILWAUKEE | WI | Milwaukee County | Installation | 2025-09-17 |  | 375 | 5551
5146361 | Panel | 5.7 | 1 | MILWAUKEE | WI | Milwaukee County | New Application | 2025-09-18 |  | 59 | 7786
5146529 | Panel | 8.354 | 1 | MILWAUKEE | WI | Milwaukee County | Installation | 2025-09-18 |  | 150 | 1652
5146545 | Panel | 16.704 | 1 | IRON RIDGE | WI | Dodge County | Installation | 2025-09-19 |  | 280 | 2051
5146669 | Panel | 9.6 | 1 | WAUKESHA | WI | Waukesha County | Installation | 2025-09-18 |  | 380 | 2153
5146710 | Panel | 5.32 | 1 | CAMPBELLSPORT | WI | Fond du Lac County | Installation | 2025-09-18 |  | 108 | 0181
5146858 | Panel | 4.188 | 1 | MILWAUKEE | WI | Milwaukee County | Installation | 2025-09-19 |  | 305 | 2864
5146942 | Panel Storage | 21.4 | 2 | OCONOMOWOC | WI | Jefferson County | Installation | 2025-09-19 |  | 98 | 9083
5147075 | Panel | 8.027 | 1 | MILWAUKEE | WI | Milwaukee County | Installation | 2025-09-19 |  | 375 | 5551
5147242 | Panel | 7.36 | 1 | WIND LAKE | WI | Racine County | Installation | 2025-09-19 |  | 388 | 0951
5147828 | Panel | 11.517 | 1 | PLEASANT PRAIRIE | WI | Kenosha County | Installation | 2025-09-23 |  | 182 | 9394
5148183 | Panel | 4.48 | 1 | WAUKESHA | WI | Waukesha County | Installation | 2025-09-23 |  | 344 | 0453
5148503 | Panel | 5.12 | 1 | WAUKESHA | WI | Waukesha County | Installation | 2025-09-24 |  | 380 | 2152
5148708 | Panel Storage | 19.28 | 1 | KANSASVILLE | WI | Racine County | Installation | 2025-09-25 |  | 67 | 1145
5148755 | Panel | 4.992 | 1 | CUDAHY | WI | Milwaukee County | New Application | 2025-09-25 |  | 31 | 5182
5148839 | Panel | 50 | 2 | MILWAUKEE | WI | Milwaukee County | New Application | 2025-09-25 |  | #N/A | #N/A
5148845 | Panel | 50 | 2 | MILWAUKEE | WI | Milwaukee County | New Application | 2025-09-25 |  | #N/A | #N/A
5148955 | Panel Storage | 32.12 | 2 | MILWAUKEE | WI | Milwaukee County | Installation | 2025-09-25 |  | 249 | 4587
5149019 | Panel | 11.135 | 1 | EAST TROY | WI | Walworth County | Installation | 2025-09-25 |  | 241 | 7376
5149136 | Panel | 100 | 3 | MENOMONEE FALLS | WI | Waukesha County | Installation | 2025-09-26 |  | 69 | 3743
5149159 | Panel | 50 | 3 | MENOMONEE FALLS | WI | Waukesha County | Installation | 2025-09-26 |  | 69 | 3743
5149359 | Panel | 13.65 | 1 | OOSTBURG | WI | Sheboygan County | Installation | 2025-09-26 |  | 1 | 6471
5149389 | Panel Storage | 13.76 | 1 | EAGLE | WI | Waukesha County | Installation | 2025-09-26 |  | 127 | 3761
5149572 | Panel Storage | 19.993 | 1 | BROOKFIELD | WI | Waukesha County | Installation | 2025-09-29 |  | 164 | 7964
5149577 | Panel | 9.12 | 1 | NEENAH | WI | Winnebago County | Installation | 2025-09-29 |  | 57 | GW51
5149601 | Panel | 8.7 | 1 | MILWAUKEE | WI | Milwaukee County | Installation | 2025-09-29 |  | #N/A | #N/A
5149633 | Panel | 5.44 | 1 | MILWAUKEE | WI | Milwaukee County | Installation | 2025-09-29 |  | 77 | 7451
5149697 | Panel | 2.88 | 1 | KENOSHA | WI | Kenosha County | Installation | 2025-09-29 |  | 314 | 5774
5149773 | Panel | 3.2 | 1 | KENOSHA | WI | Kenosha County | Installation | 2025-09-29 |  | 14 | 8552
5149841 | Panel | 11.7 | 1 | APPLETON | WI | Outagamie County | Installation | 2025-09-29 |  | 80 | AS62
5149967 | Panel | 3.84 | 1 | SOUTH MILWAUKEE | WI | Milwaukee County | Installation | 2025-09-29 |  | 247 | 2552
5150190 | Panel | 7.83 | 1 | MILWAUKEE | WI | Milwaukee County | Installation | 2025-09-30 |  | 266 | 1051
5150193 | Panel | 7.68 | 1 | WAUKESHA | WI | Waukesha County | Installation | 2025-09-30 |  | 316 | 0963
5150202 | Panel Storage | 30.592 | 2 | RACINE | WI | Racine County | Installation | 45930 |  | 291 | 8556
5150301 | Panel | 27.05 | 2 | NEOSHO | WI | Dodge County | Installation | 2025-09-30 |  | 280 | 2051
5150387 | Panel Storage | 32 | 2 | MILWAUKEE | WI | Milwaukee County | Installation | 2025-09-30 |  | 54 | 1482
5150476 | Panel | 9.6 | 1 | MUSKEGO | WI | Waukesha County | Installation | 2025-09-30 |  | 288 | 3061
5150494 | Panel | 8.027 | 1 | MILWAUKEE | WI | Milwaukee County | Installation | 2025-09-30 |  | 171 | 2362
5150607 | Panel Storage | 17.5 | 1 | CUDAHY | WI | Milwaukee County | New Application | 2025-10-01 |  | 179 | 7265
5150650 | Panel | 13.96 | 1 | GRAFTON | WI | Ozaukee County | Installation | 2025-10-01 |  | 438 | Z783
5151239 | Panel | 6.72 | 1 | NEW BERLIN | WI | Waukesha County | Installation | 2025-10-02 |  | 59 | 7786
5151320 | Panel | 5.7 | 1 | MILWAUKEE | WI | Milwaukee County | Installation | 2025-10-02 |  | #N/A
5151377 | Panel | 19 | 1 | EAST TROY | WI | Walworth County | Installation | 2025-10-02 |  | 67 | 1154
5151456 | Panel | 9.88 | 1 | WAUKESHA | WI | Waukesha County | Installation | 2025-10-03 |  | 165 | 4751
5151458 | Panel | 4.29 | 1 | MILWAUKEE | WI | Milwaukee County | Installation | 2025-10-03 |  | 236 | 3554
5151502 | Panel Storage | 12.6 | 1 | WAUWATOSA | WI | Milwaukee County | Installation | 2025-10-03 |  | 249 | 4571
5151504 | Panel | 4.18 | 1 | MUKWONAGO | WI | Waukesha County | Installation | 2025-10-03 |  | 228 | 3592
5151672 | Panel Storage | 28.85 | 2 | HARTFORD | WI | Washington County | Installation | 2025-10-03 |  | 30 | 6178
5151890 | Panel | 5.8 | 1 | MILWAUKEE | WI | Milwaukee County | Installation | 2025-10-03 |  | 415 | 7463
5152295 | Panel Storage | 8 | 1 | FORT ATKINSON | WI | Jefferson County | Installation | 2025-10-06 |  | 154 | 9162
5152313 | Panel | 600 | 3 | MILWAUKEE | WI | Milwaukee County | New Application | 2025-10-06 |  | 249 | 4588
5152335 | Panel | 5.22 | 1 | HORTONVILLE | WI | Outagamie County | Installation | 2025-10-06 |  | 112 | DAL2
5152672 | Panel | 6.67 | 1 | MILWAUKEE | WI | Milwaukee County | Installation | 2025-10-07 |  | 211 | 2662
5152710 | Panel | 2.28 | 1 | MILWAUKEE | WI | Milwaukee County | Installation | 2025-10-07 |  | 54 | 1492
5152859 | Panel | 9.6 | 1 | ELKHORN | WI | Walworth County | Installation | 2025-10-07 |  | 456 | 7162
5153089 | Panel | 7.6 | 1 | MILWAUKEE | WI | Milwaukee County | Installation | 2025-10-07 |  | 102 | 3662
5153095 | Panel Storage | 15.56 | 1 | MILWAUKEE | WI | Milwaukee County | Pending Approval | 2025-10-07 |  | #N/A
5153382 | Panel | 6.38 | 1 | GERMANTOWN | WI | Washington County | Installation | 2025-10-08 |  | 359 | 5861
5153538 | Panel | 4.188 | 1 | PEWAUKEE | WI | Waukesha County | Installation | 2025-10-08 |  | 277 | 1851
5153578 | Panel | 10.44 | 1 | HARTFORD | WI | Washington County | Installation | 2025-10-08 |  | 30 | 6171
5154018 | Panel | 8.32 | 1 | WAUKESHA | WI | Waukesha County | Installation | 2025-10-09 |  | 228 | 3585
5154065 | Panel | 20 | 2 | TREVOR | WI | Kenosha County | Installation | 2025-10-09 |  | 317 | 3974
5154435 | Panel | 11.52 | 1 | WAUKESHA | WI | Waukesha County | Installation | 2025-10-10 |  | 228 | 3594
5154796 | Panel | 13.224 | 1 | BLACK CREEK | WI | Outagamie County | Installation | 2025-10-13 |  | 639 | PT52
5154947 | Panel | 4.8 | 1 | MILWAUKEE | WI | Milwaukee County | New Application | 2025-10-13 |  | 236 | 3551
5155119 | Panel | 4.64 | 1 | MILWAUKEE | WI | Milwaukee County | Installation | 2025-10-14 |  | 150 | 1652
5155124 | Panel | 9.88 | 1 | MILWAUKEE | WI | Milwaukee County | New Application | 2025-10-14 |  | 54 | 1482
5155788 | Panel Storage | 11.5 | 1 | PORT WASHINGTON | WI | Ozaukee County | Installation | 2025-10-15 |  | 438 | Z774
5156082 | Panel | 3.52 | 1 | WEST BEND | WI | Washington County | Installation | 2025-10-16 |  | 374 | 4152
5156086 | Panel | 9.28 | 1 | MENOMONEE FALLS | WI | Waukesha County | Installation | 2025-10-16 |  | 166 | 2684
5156155 | Panel | 28.189 | 2 | MUKWONAGO | WI | Waukesha County | Installation | 2025-10-16 |  | 241 | 7389
5156187 | Panel | 7.68 | 1 | NEW LONDON | WI | Waupaca County | Installation | 2025-10-16 |  | 453 | DF53
5156219 | Panel | 4.06 | 1 | RACINE | WI | Racine County | Installation | 2025-10-16 |  | 145 | 2563
5156667 | Panel | 11.7 | 1 | ELM GROVE | WI | Waukesha County | Installation | 2025-10-20 |  | 60 | 2851
5156717 | Panel | 35.4 | 2 | MILWAUKEE | WI | Milwaukee County | Installation | 2025-10-17 |  | 54 | 1481
5157370 | Panel | 8.32 | 1 | MILWAUKEE | WI | Milwaukee County | Installation | 2025-10-20 |  | 66 | 8661
5157418 | Panel | 6.38 | 1 | GRAFTON | WI | Ozaukee County | Installation | 2025-10-20 |  | 401 | 6451
5157452 | Panel | 13.44 | 1 | WAUKESHA | WI | Waukesha County | Installation | 2025-10-20 |  | 316 | 0961
5157589 | Panel | 6000 | 4 | EAST TROY | WI | Walworth County | Engineering Review | 2025-10-20 |  | #N/A | #N/A
5157711 | Panel | 6000 | 4 | SPRING PRAIRIE | WI | Walworth County | Engineering Review | 2025-10-21 |  | #N/A | #N/A
5157745 | Panel | 6000 | 4 | FORT ATKINSON | WI | Jefferson County | Engineering Review | 2025-10-21 |  | #N/A | #N/A
5157801 | Panel | 3.84 | 1 | MILWAUKEE | WI | Milwaukee County | Installation | 2025-10-21 |  | 201 | 1354
5158251 | Panel Storage | 19.1 | 1 | GLENDALE | WI | Milwaukee County | Installation | 2025-10-22 |  | 54 | 1492
5158323 | Panel | 10.56 | 1 | NEW BERLIN | WI | Waukesha County | Installation | 2025-10-22 |  | 59 | 7786
5158453 | Panel | 6.84 | 1 | MUSKEGO | WI | Waukesha County | Installation | 2025-10-22 |  | 135 | 7192
5158547 | Panel | 9.92 | 1 | JACKSON | WI | Washington County | Installation | 2025-10-22 |  | 435 | 3882
5158599 | Panel | 15.04 | 1 | PLEASANT PRAIRIE | WI | Kenosha County | Installation | 2025-10-22 |  | 318 | 6551
5158605 | Panel | 4.16 | 1 | WAUKESHA | WI | Waukesha County | Installation | 2025-10-22 |  | 254 | 5263
5158668 | Panel | 5.44 | 1 | GREENFIELD | WI | Milwaukee County | Installation | 2025-10-23 |  | 97 | 8052
5158698 | Panel | 10.56 | 1 | KENOSHA | WI | Kenosha County | Installation | 2025-10-23 |  | 182 | 9391
5158750 | Panel | 6.96 | 1 | WAUKESHA | WI | Waukesha County | Installation | 2025-10-23 |  | 228 | 3594
5158817 | Panel Storage | 24.72 | 2 | DOUSMAN | WI | Waukesha County | Installation | 2025-10-23 |  | 183 | 1352
5158919 | Panel | 9.6 | 1 | MOUNT PLEASANT | WI | Racine County | Installation | 2025-10-23 |  | 314 | 5782
5158956 | Panel Storage | 40.01 | 2 | MUKWONAGO | WI | Waukesha County | Installation | 2025-10-23 |  | 241 | 7381
5159005 | Panel | 4.94 | 1 | SHOREWOOD | WI | Milwaukee County | Installation | 2025-10-23 |  | 305 | 2862
5159024 | Panel | 7.678 | 1 | MILWAUKEE | WI | Milwaukee County | Installation | 2025-10-23 |  | 179 | 7253
5159053 | Panel Storage | 19.75 | 1 | MILWAUKEE | WI | Milwaukee County | Installation | 2025-10-23 |  | 54 | 1482
5159120 | Panel | 4.16 | 1 | CALEDONIA | WI | Racine County | Installation | 2025-10-24 |  | 589 | 6584
5159122 | Panel | 3.2 | 1 | WAUKESHA | WI | Waukesha County | Installation | 2025-10-24 |  | 228 | 3581
5159127 | Panel | 7.68 | 1 | KENOSHA | WI | Kenosha County | Installation | 2025-10-24 |  | 182 | 9391
5159264 | Panel | 7.68 | 1 | MEQUON | WI | Ozaukee County | Installation | 2025-10-24 |  | 227 | 3954
5159297 | Panel | 4.8 | 1 | WHITEWATER | WI | Walworth County | Installation | 2025-10-24 |  | 384 | 4473
5159314 | Panel Storage | 11.5 | 1 | PLYMOUTH | WI | Sheboygan County | Installation | 2025-10-24 |  | 355 | 8652
5159339 | Panel | 22.621 | 2 | BONDUEL | WI | Shawano County | Installation | 2025-10-24 |  | 365 | AK52
5159343 | Panel | 11.136 | 1 | APPLETON | WI | Outagamie County | Installation | 2025-10-24 |  | 251 | OR63
5159904 | Panel | 9.772 | 1 | WATERTOWN | WI | Dodge County | Installation | 2025-10-27 |  | 98 | 9075
5159951 | Panel | 3.875 | 1 | GREENVILLE | WI | Outagamie County | Installation | 2025-10-27 |  | 177 | UL61
5159995 | Panel | 6000 | 4 | ELKHORN | WI | Walworth County | Engineering Review | 2025-10-27 |  | #N/A | #N/A
5160010 | Panel | 10.791 | 1 | RACINE | WI | Racine County | Installation | 2025-10-27 |  | 145 | 2563
5160012 | Panel Storage | 12 | 1 | HORTONVILLE | WI | Outagamie County | Installation | 2025-10-27 |  | 177 | UL63
5160078 | Panel | 12.181 | 1 | LAKE MILLS | WI | Jefferson County | Installation | 2025-10-27 |  | 319 | 7094
5160120 | Panel | 10 | 1 | MILWAUKEE | WI | Milwaukee County | New Application | 2025-10-27 |  | 375 | 5562
5160121 | Panel | 15.2 | 1 | RACINE | WI | Racine County | Installation | 2025-10-27 |  | 314 | 5782
5160322 | Panel Storage | 11.5 | 1 | MILWAUKEE | WI | Milwaukee County | Installation | 2025-10-28 |  | 87 | 6251
5160345 | Panel | 15.4 | 1 | WEST BEND | WI | Washington County | Installation | 2025-10-28 |  | 33 | 9787
5160388 |  | 0 | 1 | MILWAUKEE | WI | Milwaukee County | New Application | 2025-10-28 |  | 305 | 2852
5160441 | Panel Storage | 11.5 | 1 | DOUSMAN | WI | Waukesha County | Installation | 2025-10-28 |  | 183 | 1361
5160470 | Panel | 3.25 | 1 | RANDOM LAKE | WI | Sheboygan County | Installation | 2025-10-28 |  | 1 | 6481
5160493 | Panel | 8 | 1 | NEW BERLIN | WI | Waukesha County | Installation | 2025-10-29 |  | 75 | 3453
5160495 | Panel Storage | 26.7 | 2 | WEST BEND | WI | Washington County | Installation | 2025-10-28 |  | 245 | 7851
5160645 | Panel | 7.6 | 1 | WAUKESHA | WI | Waukesha County | Installation | 2025-10-29 |  | 228 | 3581
5160653 | Panel | 8.832 | 1 | IXONIA | WI | Jefferson County | Installation | 2025-10-29 |  | 98 | 9073
5160712 | Panel | 8.701 | 1 | MILWAUKEE | WI | Milwaukee County | Installation | 2025-10-29 |  | 305 | 2852
5160773 | Panel | 7.68 | 1 | MILWAUKEE | WI | Milwaukee County | Installation | 2025-10-29 |  | 434 | 0161
5160789 | Panel | 6.528 | 1 | MILWAUKEE | WI | Milwaukee County | Installation | 2025-10-29 |  | 450 | 1471
5160792 | Panel Storage | 17.92 | 1 | BURLINGTON | WI | Racine County | New Application | 2025-10-29 |  | 67 | 1154
5160794 | Panel Storage | 29.512 | 2 | ELKHORN | WI | Walworth County | Installation | 2025-10-29 |  | 325 | 6574
5160833 | Panel | 15 | 2 | ELKHORN | WI | Walworth County | Installation | 2025-10-29 |  | 325 | 6581
5160848 | Panel | 7.375 | 1 | APPLETON | WI | Outagamie County | Installation | 2025-10-29 |  | 92 | LS73
5160907 | Panel | 15 | 2 | ELKHORN | WI | Walworth County | Installation | 2025-10-29 |  | 325 | 6581
5160968 | Panel | 13.413 | 1 | KEWASKUM | WI | Washington County | Installation | 2025-10-29 |  | 184 | 5561
5160973 | Panel | 14.976 | 1 | OAK CREEK | WI | Milwaukee County | New Application | 2025-10-29 |  | 298 | 4552
5161033 | Panel | 8.354 | 1 | OAK CREEK | WI | Milwaukee County | Installation | 2025-10-30 |  | 298 | 4551
5161038 | Panel | 6.962 | 1 | SOUTH MILWAUKEE | WI | Milwaukee County | Installation | 2025-10-30 |  | 55 | 2193
5161076 | Panel | 5.376 | 1 | MILWAUKEE | WI | Milwaukee County | Installation | 2025-10-30 |  | 305 | 2874
5161121 | Panel | 16.704 | 1 | APPLETON | WI | Outagamie County | Installation | 2025-10-30 |  | 457 | CH53
5161227 | Panel Storage | 16.852 | 1 | SUSSEX | WI | Waukesha County | Installation | 2025-10-30 |  | 333 | 5482
5161259 | Panel | 11.49 | 1 | MENOMONEE FALLS | WI | Waukesha County | Installation | 2025-10-30 |  | 166 | 2675
5161264 | Panel Storage | 19.06 | 1 | MENASHA | WI | Winnebago County | Installation | 2025-10-30 |  | 92 | LS84
5161291 | Panel Storage | 25.2 | 2 | KAUKAUNA | WI | Outagamie County | Installation | 2025-10-30 |  | 123 | ND62
5161391 | Panel Storage | 16.44 | 1 | DELAFIELD | WI | Waukesha County | Installation | 2025-10-30 |  | 116 | 0352
5161455 | Panel Storage | 39.34 | 2 | APPLETON | WI | Outagamie County | Pending Approval | 2025-10-30 |  | 20 | HL74
5161518 | Panel | 14.358 | 1 | MILWAUKEE | WI | Milwaukee County | New Application | 2025-10-31 |  | 55 | 2186
5161519 | Panel | 4.13 | 1 | RACINE | WI | Racine County | Installation | 2025-10-31 |  | 143 | 1461
5161521 | Panel Storage | 19.1 | 1 | MILWAUKEE | WI | Milwaukee County | Installation | 2025-10-31 |  | 61 | 4972
5161555 | Panel | 2.792 | 1 | WEST ALLIS | WI | Milwaukee County | Installation | 2025-10-31 |  | 201 | 1354
5161582 | Panel | 8.85 | 1 | MUSKEGO | WI | Waukesha County | Installation | 2025-10-31 |  | 394 | 5851
5161612 | Panel | 7.6 | 1 | NIAGARA | WI | Marinette County | Installation | 2025-10-31 |  | 49 | LV64
5161642 | Panel Storage | 16 | 1 | NORTH PRAIRIE | WI | Waukesha County | New Application | 2025-10-31 |  | #N/A | #N/A
5161647 | Panel | 3.19 | 1 | MILWAUKEE | WI | Milwaukee County | Installation | 2025-10-31 |  | 415 | 7461
5161708 | Panel | 6.282 | 1 | MILWAUKEE | WI | Milwaukee County | Installation | 2025-10-31 |  | 59 | 7786
5161740 | Panel | 26.101 | 2 | APPLETON | WI | Outagamie County | Installation | 2025-10-31 |  | 20 | HL74
5161744 | Panel | 8 | 1 | MILWAUKEE | WI | Milwaukee County | Installation | 2025-10-31 |  | 249 | 4592
5161747 | Panel | 8.064 | 1 | RACINE | WI | Racine County | Installation | 2025-10-31 |  | 145 | 2562
5161771 | Panel | 4.64 | 1 | MILWAUKEE | WI | Milwaukee County | New Application | 2025-10-31 |  | 305 | 2852
5161776 | Panel | 34.6 | 2 | NEWBURG | WI | Washington County | Installation | 2025-10-31 |  | 364 | 9552
5161993 | Panel | 11.4 | 1 | APPLETON | WI | Outagamie County | Installation | 2025-11-03 |  | 639 | PT51
5162033 | Panel | 19.141 | 1 | WHITEWATER | WI | Walworth County | Installation | 2025-11-03 |  | 384 | 4474
5162082 | Panel Storage | 16 | 1 | FRANKSVILLE | WI | Racine County | Installation | 2025-11-03 |  | #N/A | #N/A
5162310 | Panel | 7.83 | 1 | DOUSMAN | WI | Waukesha County | Installation | 2025-11-04 |  | 327 | 6447
5162359 | Panel | 20 | 1 | FRANKLIN | WI | Milwaukee County | Installation | 2025-11-04 |  | 288 | 3051
5162379 | Panel | 15.2 | 1 | HORTONVILLE | WI | Outagamie County | Installation | 2025-11-04 |  | 112 | DAL1
5162439 | Panel | 7.6 | 1 | FORT ATKINSON | WI | Jefferson County | Installation | 2025-11-04 |  | 153 | 8355
5162447 | Panel Storage | 15.456 | 1 | RACINE | WI | Racine County | Installation | 2025-11-04 |  | 145 | 2563
5162475 | Panel | 6.282 | 1 | WEST ALLIS | WI | Milwaukee County | Installation | 2025-11-04 |  | 59 | 7786
5162516 | Storage | 11.5 | 1 | DELAFIELD | WI | Waukesha County | Installation | 2025-11-04 |  | 116 | 0352
5162551 | Panel Storage | 18.48 | 1 | ALLENTON | WI | Washington County | Installation | 2025-11-04 |  | 286 | 8053
5162623 | Panel | 13.3 | 1 | NEENAH | WI | Winnebago County | Installation | 2025-11-04 |  | 57 | GW61
5162661 | Panel | 5.7 | 1 | GREENDALE | WI | Milwaukee County | New Application | 2025-11-04 |  | 134 | 1671
5162787 | Panel | 6.613 | 1 | MILWAUKEE | WI | Milwaukee County | Installation | 2025-11-05 |  | 150 | 1652
5162827 | Panel | 4.48 | 1 | IXONIA | WI | Jefferson County | Installation | 2025-11-05 |  | 98 | 9073
5163079 | Panel | 3.839 | 1 | BEAR CREEK | WI | Outagamie County | Installation | 2025-11-05 |  | 39 | RC62
5163176 | Panel | 6.4 | 1 | SUSSEX | WI | Waukesha County | Installation | 2025-11-05 |  | 333 | 5496
5163378 | Panel | 4.64 | 1 | KENOSHA | WI | Kenosha County | Installation | 2025-11-06 |  | 314 | 5774
5163460 | Panel | 60 | 2 | KENOSHA | WI | Kenosha County | Installation | 2025-11-06 |  | 182 | 9386
5163491 | Panel Storage | 11.268 | 1 | KENOSHA | WI | Kenosha County | Installation | 2025-11-06 |  | 14 | 8563
5163498 | Panel | 8.027 | 1 | KENOSHA | WI | Kenosha County | Installation | 2025-11-06 |  | 314 | 5782
5163539 | Panel | 2.094 | 1 | MILWAUKEE | WI | Milwaukee County | Installation | 2025-11-06 |  | 415 | 7464
5163548 | Panel | 8.064 | 1 | MILWAUKEE | WI | Milwaukee County | Pending Approval | 2025-11-06 |  | 54 | 1493
5163612 | Panel | 6.08 | 1 | NEW BERLIN | WI | Waukesha County | Installation | 2025-11-07 |  | #N/A | #N/A
5163738 | Panel Storage | 18.125 | 1 | WATERTOWN | WI | Jefferson County | Installation | 2025-11-07 |  | 98 | 9077
5163870 | Panel | 10.24 | 1 | CUDAHY | WI | Milwaukee County | Installation | 2025-11-07 |  | 179 | 7265
5164276 | Panel | 224.9 | 3 | MOUNT PLEASANT | WI | Racine County | Pending Approval | 2025-11-10 |  | 447 | 1683
5164324 | Panel | 4.425 | 1 | MOUNT PLEASANT | WI | Racine County | Installation | 2025-11-10 |  | 175 | 9862
5164410 | Panel | 1.95 | 1 | MILWAUKEE | WI | Milwaukee County | Installation | 2025-11-10 |  | 87 | 6263
5164438 | Panel | 3.575 | 1 | MILWAUKEE | WI | Milwaukee County | Pending Approval | 2025-11-10 |  | 152 | 6173
5164611 | Panel | 3.04 | 1 | MILWAUKEE | WI | Milwaukee County | Installation | 2025-11-11 |  | 202 | 3282
5164680 | Panel | 6.08 | 1 | MILWAUKEE | WI | Milwaukee County | Installation | 2025-11-11 |  | 305 | 2852
5164685 | Panel | 7.6 | 1 | PLEASANT PRAIRIE | WI | Kenosha County | Installation | 2025-11-11 |  | 118 | 1551
5164716 | Panel Storage | 20.62 | 2 | FRANKLIN | WI | Milwaukee County | Installation | 2025-11-11 |  | 55 | 2184
5164779 | Panel Storage | 11.5 | 1 | RACINE | WI | Racine County | Installation | 2025-11-11 |  | 89 | 5553
5164865 | Storage | 11.5 | 1 | WAUKESHA | WI | Waukesha County | Installation | 2025-11-11 |  | 367 | 1152
5164897 | Panel Storage | 16.72 | 1 | FRANKLIN | WI | Milwaukee County | Installation | 2025-11-11 |  | 288 | 3063
5164929 | Panel | 40 | 2 | DEERFIELD | WI | Dane County | Installation | 2025-11-12 |  | 53 | 8791
5164953 | Panel Storage | 20.832 | 2 | MENOMONEE FALLS | WI | Waukesha County | Installation | 2025-11-12 |  | 166 | 2675
5165180 | Panel | 5.44 | 1 | FRANKLIN | WI | Milwaukee County | New Application | 2025-11-12 |  | 463 | 7872
5165187 | Panel | 6.72 | 1 | EAST TROY | WI | Walworth County | Installation | 2025-11-12 |  | 129 | 6861
5165235 | Panel | 5.12 | 1 | BROWN DEER | WI | Milwaukee County | New Application | 2025-11-12 |  | 400 | 9551
5165240 | Panel | 5.12 | 1 | MILWAUKEE | WI | Milwaukee County | New Application | 2025-11-12 |  | 211 | 2662
5165674 | Panel | 11.52 | 1 | MUSKEGO | WI | Waukesha County | Installation | 2025-11-13 |  | 394 | 5861
5165865 | Panel Storage | 12.2 | 1 | MEQUON | WI | Ozaukee County | Installation | 2025-11-14 |  | 227 | 3956
5165915 | Panel Storage | 20.24 | 1 | PLEASANT PRAIRIE | WI | Kenosha County | New Application | 2025-11-14 |  | 182 | 9371
5165963 | Panel Storage | 19.64 | 1 | MILWAUKEE | WI | Milwaukee County | New Application | 2025-11-14 |  | 375 | 5562
5166129 | Panel | 3.77 | 1 | KENOSHA | WI | Kenosha County | Installation | 2025-11-14 |  | 14 | 8552
5166346 | Panel | 4.188 | 1 | HARTFORD | WI | Washington County | Installation | 2025-11-17 |  | 30 | 6171
5166391 | Panel | 14.658 | 1 | HARTFORD | WI | Washington County | Installation | 2025-11-17 |  | 30 | 6171
5166468 | Panel | 10.752 | 1 | RACINE | WI | Racine County | Installation | 2025-11-17 |  | 310 | 2752
5166841 | Panel | 7.678 | 1 | PEWAUKEE | WI | Waukesha County | Installation | 2025-11-18 |  | 333 | 5482
5166842 | Panel | 9.216 | 1 | KIMBERLY | WI | Outagamie County | Installation | 2025-11-18 |  | 162 | RR61
5166844 | Panel Storage | 28.52 | 2 | GERMANTOWN | WI | Washington County | Installation | 2025-11-18 |  | 227 | 3962
5166954 | Panel | 7.68 | 1 | BROOKFIELD | WI | Waukesha County | Installation | 2025-11-18 |  | 391 | 8651
5166983 | Panel | 7.6 | 1 | MILWAUKEE | WI | Milwaukee County | Installation | 2025-11-18 |  | 201 | 1365
5167011 | Panel Storage | 4.35 | 1 | MILWAUKEE | WI | Milwaukee County | New Application | 2025-11-18 |  | 415 | 7461
5167047 | Panel | 11.84 | 1 | MILWAUKEE | WI | Milwaukee County | New Application | 2025-11-18 |  | 386 | 5971
5167489 | Panel | 19.968 | 1 | WEYAUWEGA | WI | Waupaca County | New Application | 2025-11-19 |  | 272 | RG61
5167550 | Panel | 5.525 | 1 | MILWAUKEE | WI | Waupaca County | Installation | 2025-11-19 |  | 305 | 2871
5167863 | Panel | 29 | 2 | RACINE | WI | Racine County | New Application | 2025-11-20 |  | 421 | 5155
5167945 | Panel Storage | 45.77 | 2 | SHAWANO | WI | Shawano County | Pending Approval | 2025-11-20 |  | #N/A | #N/A
5168233 | Panel | 5.76 | 1 | CLEVELAND | WI | Manitowoc County | New Application | 2025-11-21 |  | 137 | 4041
5168446 | Panel Storage | 15.805 | 1 | PEWAUKEE | WI | Waukesha County | Installation | 2025-11-21 |  | 125 | 3192
5168738 | Panel | 4.48 | 1 | MILWAUKEE | WI | Milwaukee County | Installation | 2025-11-24 |  | #N/A | #N/A
5169102 | Panel | 7.68 | 1 | HELLENVILLE | WI | Jefferson County | Installation | 2025-11-25 |  | 153 | 8362
5169511 | Panel Storage | 17.5 | 1 | HELENVILLE | WI | Jefferson County | Installation | 2025-11-26 |  | 98 | 9083
5169567 | Panel | 8.96 | 1 | WEST BEND | WI | Washington County | Installation | 2025-11-26 |  | 34 | 1051
5169585 | Panel | 8.32 | 1 | WEST BEND | WI | Washington County | Installation | 2025-11-26 |  | 282 | 6062
5169620 | Panel | 23 | 2 | FRANKLIN | WI | Milwaukee County | New Application | 2025-11-26 |  | 55 | 2184
5169699 | Panel | 5000 | 4 | CECIL | WI | Shawano County | New Application | 2025-11-26 |  | #N/A | #N/A
5169721 | Panel | 23.04 |  | DE PERE | WI | Brown County | New Application | 2025-11-26 |  | #N/A | #N/A
5170039 | Panel | 5.76 | 1 | MILWAUKEE | WI | Milwaukee County | New Application | 2025-11-26 |  | #N/A | #N/A
5170040 | Panel | 3.8 | 1 | MILWAUKEE | WI | Milwaukee County | New Application | 2025-11-29 |  | 236 | 3553
5170286 | Panel | 8.32 | 1 | WEST BEND | WI | Washington County | Installation | 2025-12-01 |  | 374 | 4153
5170348 | Panel | 4.35 | 1 | CAMPBELLSPORT | WI | Fond du Lac County | Installation | 2025-12-01 |  | 27 | 1841
5170752 | Panel | 6.144 | 1 | NEW BERLIN | WI | Waukesha County | Installation | 2025-12-02 |  | #N/A | #N/A
5170828 | Storage | 11.5 | 1 | HARTLAND | WI | Waukesha County | New Application | 2025-12-02 |  | 30 | 6172
5170843 | Panel | 8.064 | 1 | MILWAUKEE | WI | Milwaukee County | New Application | 2025-12-02 |  | 55 | 2194
5170903 | Panel | 51.9 | 2 | WAUWATOSA | WI | Milwaukee County | New Application | 2025-12-02 |  | 249 | 4589
5170937 | Panel | 50 | 2 | WAUWATOSA | WI | Milwaukee County | New Application | 2025-12-02 |  | 79 | 1951
5170974 |  | 0 |  | HALES CORNERS | WI | Milwaukee County | New Application | 2025-12-02 |  | 329 | 2462
5171031 | Panel | 100 | 2 | WAUWATOSA | WI | Milwaukee County | New Application | 2025-12-02 |  | 249 | 4587
5171173 | Panel | 7.04 | 1 | MILWAUKEE | WI | Milwaukee County | Installation | 2025-12-03 |  | #N/A | #N/A
5171178 | Panel | 7.656 | 1 | FRANKLIN | WI | Milwaukee County | Installation | 2025-12-04 |  | 55 | 2184
5171240 | Panel | 9.6 | 1 | WEST BEND | WI | Washington County | Installation | 2025-12-03 |  | 33 | 9782
5171284 | Panel | 12.672 | 1 | WHITEWATER | WI | Walworth County | Installation | 2025-12-03 |  | 384 | 4473
5171351 | Panel | 5.44 | 1 | WATERTOWN | WI | Jefferson County | New Application | 2025-12-03 |  | 354 | 5851
5171401 | Panel | 5.76 | 1 | APPLETON | WI | Outagamie County | Installation | 2025-12-03 |  | #N/A | #N/A
5171409 | Panel | 4.48 | 1 | WEST BEND | WI | Washington County | Installation | 2025-12-03 |  | 374 | 4152
5171451 | Panel Storage | 16 | 1 | BURLINGTON | WI | Racine County | New Application | 2025-12-03 |  | 67 | 1154
5171486 | Panel Storage | 12.2 | 1 | JOHNSON CREEK | WI | Jefferson County | New Application | 2025-12-04 |  | #N/A | #N/A
5171671 | Panel | 9.28 | 1 | MILWAUKEE | WI | Milwaukee County | New Application | 2025-12-04 |  | 66 | 8661
5171675 | Panel | 3.84 | 1 | RACINE | WI | Racine County | Installation | 2025-12-04 |  | #N/A | #N/A
5171697 | Panel | 3.84 | 1 | MENOMONEE FALLS | WI | Waukesha County | Installation | 2025-12-04 |  | #N/A | #N/A
5171738 | Panel | 7.22 | 1 | MILWAUKEE | WI | Milwaukee County | Pending Approval | 2025-12-04 |  | #N/A | #N/A
5171791 | Panel | 4.56 | 1 | MENASHA | WI | Winnebago County | Pending Approval | 2025-12-04 |  | 92 | LS84
5171797 | Panel | 5.76 | 1 | WEST BEND | WI | Washington County | Installation | 2025-12-04 |  | 170 | 6184
5171860 | Panel | 9.12 | 1 | RUBICON | WI | Dodge County | Installation | 2025-12-05 |  | 286 | 8062
5172024 | Panel | 5.76 | 1 | MILWAUKEE | WI | Milwaukee County | Pending Approval | 2025-12-05 |  | #N/A | #N/A
5172071 | Panel Storage | 19.68 | 1 | MILWAUKEE | WI | Milwaukee County | New Application | 2025-12-05 |  | #N/A | #N/A
5172110 |  | 0 | 1 | PORT WASHINGTON | WI | Ozaukee County | New Application | 2025-12-05 |  | 438 | Z783
5172115 | Panel | 7.6 | 1 | OCONOMOWOC | WI | Waukesha County | Installation | 2025-12-05 |  | 30 | 6181
5172146 | Panel | 6.4 | 1 | MILWAUKEE | WI | Milwaukee County | Installation | 2025-12-05 |  | #N/A | #N/A
5172148 | Panel | 8.7 | 1 | PEWAUKEE | WI | Waukesha County | Installation | 2025-12-05 |  | #N/A | #N/A
5172217 | Panel | 20 | 1 | RACINE | WI | Racine County | New Application | 2025-12-05 |  | 291 | 8554
5172341 | Panel | 9.92 | 1 | RACINE | WI | Racine County | Installation | 2025-12-08 |  | #N/A | #N/A
5172394 | Panel | 11.4 | 1 | WALES | WI | Waukesha County | Installation | 2025-12-08 |  | #N/A | #N/A
5172577 | Panel | 11.52 | 1 | SUSSEX | WI | Waukesha County | Installation | 2025-12-08 |  | #N/A | #N/A
5172979 | Panel | 75 | 2 | THERESA | WI | Dodge County | Installation | 2025-12-09 |  | 72 | 3574
5173010 | Panel | 3.84 | 1 | HARTLAND | WI | Waukesha County | Installation | 2025-12-09 |  | #N/A | #N/A
5173012 | Panel Storage | 15.87 | 1 | WHITEWATER | WI | Walworth County | New Application | 2025-12-09 |  | 325 | 6581
5173757 | Panel | 200 | 2 | WAUWATOSA | WI | Milwaukee County | New Application | 2025-12-11 |  | 249 | 4571
5173865 | Panel | 5.76 | 1 | ELKHORN | WI | Walworth County | New Application | 2025-12-12 |  | #N/A | #N/A
5174010 | Panel | 9.6 | 1 | EAST TROY | WI | Walworth County | New Application | 2025-12-12 |  | #N/A | #N/A
5174092 | Panel | 5.235 | 1 | KENOSHA | WI | Kenosha County | New Application | 2025-12-12 |  | #N/A | #N/A
5174343 | Panel Storage | 27.15 | 2 | MILWAUKEE | WI | Milwaukee County | New Application | 2025-12-15 |  | #N/A | #N/A
5174686 | Panel | 9.5 | 1 | MUSKEGO | WI | Waukesha County | Installation | 2025-12-16 |  | #N/A | #N/A
5174778 | Panel | 2.56 | 1 | MILWAUKEE | WI | Milwaukee County | New Application | 2025-12-16 |  | #N/A | #N/A
5174816 | Panel | 15.939 | 1 | STURTEVANT | WI | Racine County | New Application | 2025-12-16 |  | 447 | 1686
5174881 | Panel Storage | 19.984 | 1 | FRANKLIN | WI | Milwaukee County | New Application | 2025-12-16 |  | #N/A | #N/A
5174953 | Panel | 5.76 | 1 | WEST BEND | WI | Washington County | New Application | 2025-12-16 |  | #N/A | #N/A
5175348 | Panel Storage | 31.168 | 2 | APPLETON | WI | Outagamie County | Pending Approval | 2025-12-17 |  | 578 | ST52
5175421 | Panel | 7.04 | 1 | WEST BEND | WI | Washington County | New Application | 2025-12-17 |  | #N/A | #N/A
5175593 | Panel | 6.08 | 1 | MILWAUKEE | WI | Milwaukee County | New Application | 2025-12-18 |  | #N/A | #N/A
5002718 | Panel | 2.32 | 1 | HARTFORD | WI | Washington County | Commissioned | 2024-06-14 | 2024-10-02 | 30 | 6178
5002742 | Panel | 5.22 | 1 | GERMANTOWN | WI | Washington County | Commissioned | 2024-06-14 | 2024-10-14 | 359 | 5851
5002750 | Panel | 8.376 | 1 | TREVOR | WI | Kenosha County | Commissioned | 2024-06-14 | 2024-12-19 | 317 | 3974
5002753 | Panel | 7.22 | 1 | ELM GROVE | WI | Waukesha County | Commissioned | 2024-06-14 | 2024-08-13 | 60 | 2851
5002756 | Panel | 5.22 | 1 | BROOKFIELD | WI | Waukesha County | Commissioned | 2024-06-14 | 2024-09-30 | 391 | 8651
5003127 | Panel | 19 | 1 | ELKHORN | WI | Walworth County | Commissioned | 2024-06-17 | 2024-09-17 | 325 | 6581
5003174 | Panel | 7.6 | 1 | GERMANTOWN | WI | Washington County | Commissioned | 2024-06-17 | 2024-08-05 | 166 | 2686
5003527 | Panel | 5.22 | 1 | WAUKESHA | WI | Waukesha County | Commissioned | 2024-06-18 | 2024-10-21 | 254 | 5251
5003607 | Panel | 13.34 | 1 | SUSSEX | WI | Waukesha County | Commissioned | 2024-06-18 | 45499 | 333 | 5492
5003628 | Panel | 3.77 | 1 | NEW BERLIN | WI | Waukesha County | Commissioned | 2024-06-18 | 2024-09-20 | 329 | 2452
5003670 | Panel | 3.48 | 1 | KENOSHA | WI | Kenosha County | Commissioned | 2024-06-18 | 2024-09-05 | 13 | 3151
5003718 | Panel | 4.06 | 1 | MUSKEGO | WI | Waukesha County | Commissioned | 2024-06-18 | 2025-01-10 | 445 | 2062
5004079 | Panel | 4.56 | 1 | NEW BERLIN | WI | Waukesha County | Commissioned | 2024-06-19 | 2024-09-12 | 576 | 2983
5004223 | Panel | 2.9 | 1 | WAUKESHA | WI | Waukesha County | Commissioned | 2024-06-19 | 2024-10-09 | 228 | 3581
5004236 | Panel | 4.537 | 2 | MOUNT PLEASANT | WI | Racine County | Commissioned | 2024-06-19 | 2024-09-04 | 291 | 8556
5004484 | Panel Storage | 11.5 | 1 | KENOSHA | WI | Kenosha County | Commissioned | 2024-06-20 | 2025-05-30 | 182 | 9371
5004535 | Panel | 4.15 | 1 | BURLINGTON | WI | Racine County | Commissioned | 2024-06-20 | 2024-09-06 | 67 | 1144
5004560 | Panel | 3.78 | 1 | PORT WASHINGTON | WI | Ozaukee County | Commissioned | 2024-06-20 | 2024-09-09 | 352 | 7661
5004574 | Panel | 5.584 | 1 | WAUKESHA | WI | Waukesha County | Commissioned | 2024-06-20 | 2024-09-19 | 380 | 2162
5004597 | Panel | 5.32 | 1 | BONDUEL | WI | Shawano County | Commissioned | 2024-06-20 | 2024-09-24 | 50 | BON1
5004913 | Panel | 400 | 3 | MILWAUKEE | WI | Milwaukee County | Commissioned | 2024-06-21 | 2024-12-09 | 450 | 1477
5004921 | Panel | 10 | 1 | BROOKFIELD | WI | Waukesha County | Commissioned | 2024-06-21 | 2024-09-05 | 125 | 3192
5005178 | Panel | 4.06 | 1 | GREENVILLE | WI | Outagamie County | Commissioned | 2024-06-24 | 2024-09-11 | 177 | UL52
5005220 | Panel | 8.36 | 1 | WAUWATOSA | WI | Milwaukee County | Commissioned | 2024-06-24 | 45643 | 249 | 4587
5005349 | Panel | 4.64 | 1 | SUSSEX | WI | Waukesha County | Commissioned | 2024-06-24 | 2024-09-16 | 333 | 5496
5005384 | Panel | 5.985 | 1 | MILWAUKEE | WI | Milwaukee County | Commissioned | 2024-06-24 | 2024-09-26 | 305 | 2852
5005443 | Panel | 7.245 | 1 | HARTLAND | WI | Waukesha County | Commissioned | 2024-06-24 | 2024-10-09 | 90 | 2462
5005461 | Panel | 12.915 | 1 | MILWAUKEE | WI | Milwaukee County | Commissioned | 2024-06-24 | 2024-10-14 | 256 | 4661
5005471 | Panel | 9.6 | 1 | EAST TROY | WI | Walworth County | Commissioned | 2024-06-24 | 2025-02-06 | 129 | 6852
5006146 | Panel | 5.8 | 1 | MILWAUKEE | WI | Milwaukee County | Commissioned | 2024-06-26 | 2025-04-07 | 236 | 3563
5006239 | Panel | 9.984 | 1 | FOND DU LAC | WI | Fond du Lac County | Commissioned | 2024-06-26 | 2024-09-23 | 108 | 0172
5006280 | Panel | 10.88 | 1 | BROOKFIELD | WI | Waukesha County | Commissioned | 2024-06-26 | 2024-10-14 | 216 | 2351
5006329 | Panel | 9.1 | 1 | BROOKFIELD | WI | Waukesha County | Commissioned | 2024-06-26 | 2024-08-19 | 216 | 2362
5006368 | Panel | 6.84 | 1 | MARSHALL | WI | Dane County | Commissioned | 2024-06-26 | 2024-09-06 | 53 | 8792
5006419 | Panel | 7.04 | 1 | WAUKESHA | WI | Waukesha County | Commissioned | 2024-06-26 | 2024-09-26 | 228 | 3594
5006886 | Panel | 3.48 | 1 | MILWAUKEE | WI | Milwaukee County | Commissioned | 2024-06-28 | 45665 | 76 | 8762
5006907 | Panel | 8.12 | 1 | SUSSEX | WI | Waukesha County | Commissioned | 2024-06-28 | 2024-09-24 | 333 | 5482
5006954 | Panel | 11.02 | 1 | CALEDONIA | WI | Racine County | Commissioned | 2024-06-28 | 2024-09-04 | 463 | 7874
5006990 | Panel | 5.12 | 1 | WAUKESHA | WI | Waukesha County | Commissioned | 2024-06-28 | 2024-10-29 | 228 | 3594
5007021 | Panel | 5.76 | 1 | WAUKESHA | WI | Waukesha County | Commissioned | 2024-06-28 | 2024-10-16 | 316 | 0962
5007040 | Panel | 4.06 | 1 | MENOMONEE FALLS | WI | Waukesha County | Commissioned | 2024-06-28 | 2024-12-26 | 166 | 2675
5007098 | Panel | 4.64 | 1 | MENOMONEE FALLS | WI | Waukesha County | Commissioned | 2024-06-28 | 2024-12-02 | 166 | 2675
5007118 | Panel | 4.608 | 1 | FORT ATKINSON | WI | Jefferson County | Commissioned | 2024-06-28 | 2024-10-09 | 153 | 8355
5007134 | Panel | 3.48 | 1 | MILWAUKEE | WI | Milwaukee County | Commissioned | 2024-06-28 | 2024-09-25 | 415 | 7463
5007147 | Panel | 50 | 2 | MILWAUKEE | WI | Milwaukee County | Commissioned | 2024-06-28 | 2025-09-30 | 150 | 1661
5007300 | Panel | 12.54 | 1 | BIG BEND | WI | Waukesha County | Commissioned | 2024-07-01 | 2024-08-02 | 445 | 2051
5007330 | Panel | 5.22 | 1 | HARTLAND | WI | Waukesha County | Commissioned | 2024-07-01 | 2025-07-01 | 419 | 8161
5007378 | Panel Storage | 32.6 | 2 | CEDARBURG | WI | Ozaukee County | Commissioned | 2024-07-01 | 2024-08-27 | 435 | 3881
5007634 | Panel Storage | 28.65 | 2 | WHITEFISH BAY | WI | Milwaukee County | Commissioned | 2024-07-01 | 2024-09-30 | 171 | 2353
5007652 | Panel | 8.96 | 1 | WAUKESHA | WI | Waukesha County | Commissioned | 2024-07-01 | 2024-10-25 | 576 | 2981
5008172 | Panel | 4.48 | 1 | WAUKESHA | WI | Waukesha County | Commissioned | 2024-07-03 | 2024-11-07 | 254 | 5251
5008248 | Panel | 12.8 | 1 | WAUKESHA | WI | Waukesha County | Commissioned | 2024-07-03 | 2024-10-16 | 228 | 3594
5008269 | Panel | 8.32 | 1 | WAUKESHA | WI | Waukesha County | Commissioned | 2024-07-03 | 2024-11-27 | 228 | 3594
5008282 | Panel | 9.074 | 1 | MEQUON | WI | Ozaukee County | Commissioned | 2024-07-03 | 2024-11-15 | 120 | 2453
5008295 | Panel | 5.8 | 1 | SEYMOUR | WI | Outagamie County | Commissioned | 2024-07-03 | 2024-10-14 | 353 | IN51
5008317 | Panel | 14.72 | 1 | WAUKESHA | WI | Waukesha County | Commissioned | 2024-07-03 | 2024-11-27 | 228 | 3594
5008352 | Panel | 2.9 | 1 | MILWAUKEE | WI | Milwaukee County | Commissioned | 2024-07-03 | 2024-11-22 | 201 | 1346
5008373 | Panel | 6.67 | 1 | MILWAUKEE | WI | Milwaukee County | Commissioned | 2024-07-03 | 2024-10-30 | 54 | 1493
5008412 | Panel | 2.61 | 1 | MILWAUKEE | WI | Milwaukee County | Commissioned | 2024-07-03 | 45670 | 404 | 3472
5008412 | Panel | 3.19 | 1 | MILWAUKEE | WI | Milwaukee County | Commissioned | 2024-07-03 | 2025-01-13 | 404 | 3472
5008494 | Panel | 11.52 | 1 | WAUKESHA | WI | Waukesha County | Commissioned | 2024-07-03 | 2024-11-27 | 228 | 3594
5008783 | Panel Storage | 9.64 | 1 | PLEASANT PRAIRIE | WI | Kenosha County | Commissioned | 2024-07-05 | 2025-04-22 | 118 | 1551
5009161 | Panel | 7.22 | 1 | MENOMONEE FALLS | WI | Waukesha County | Commissioned | 2024-07-08 | 2024-08-07 | 335 | 6382
5009338 | Panel | 9.5 | 1 | MILWAUKEE | WI | Milwaukee County | Commissioned | 2024-07-09 | 45567 | 54 | 1482
5009346 | Panel | 6.98 | 1 | GERMANTOWN | WI | Washington County | Commissioned | 2024-07-09 | 2024-11-05 | 334 | 4373
5009442 | Panel | 7.7 | 1 | NEW BERLIN | WI | Waukesha County | Commissioned | 2024-07-09 | 2024-09-11 | 237 | 2774
5010151 | Panel Storage | 19.705 | 1 | MENOMONEE FALLS | WI | Waukesha County | Commissioned | 2024-07-10 | 2024-08-23 | 359 | 5852
5010188 | Panel Storage | 9.06 | 1 | MUKWONAGO | WI | Waukesha County | Commissioned | 2024-07-10 | 2025-01-13 | 241 | 7381
5010207 | Panel | 12.16 | 1 | NEW BERLIN | WI | Waukesha County | Commissioned | 2024-07-10 | 2024-09-16 | 288 | 3062
5010223 | Panel | 9.28 | 1 | MENOMONEE FALLS | WI | Waukesha County | Commissioned | 2024-07-10 | 2024-11-19 | 333 | 5491
5010289 | Panel | 3.77 | 1 | JACKSON | WI | Washington County | Commissioned | 2024-07-11 | 2025-01-29 | 8 | 7951
5010444 | Panel | 4.06 | 1 | OAK CREEK | WI | Milwaukee County | Commissioned | 2024-07-11 | 2024-11-22 | 463 | 7884
5010468 | Panel | 3.77 | 1 | HARTFORD | WI | Washington County | Commissioned | 2024-07-11 | 2024-11-06 | 286 | 8061
5010538 | Panel | 2.32 | 1 | MILWAUKEE | WI | Milwaukee County | Commissioned | 2024-07-11 | 2025-05-22 | 459 | 2263
5010554 | Panel | 12.8 | 1 | APPLETON | WI | Outagamie County | Commissioned | 2024-07-10 | 45595 | 251 | OR54
5010564 | Panel | 2.9 | 1 | JACKSON | WI | Washington County | Commissioned | 2024-07-10 | 2024-11-06 | 435 | 3881
5010584 | Panel | 7.04 | 1 | APPLETON | WI | Outagamie County | Commissioned | 2024-07-11 | 2024-10-25 | 80 | AS61
5010675 | Panel Storage | 14.35 | 1 | DELAFIELD | WI | Waukesha County | Commissioned | 2024-07-12 | 2024-09-03 | 327 | 6446
5010809 | Panel | 4.56 | 1 | WAUKESHA | WI | Waukesha County | Commissioned | 2024-07-11 | 2024-09-25 | 228 | 3594
5010827 | Panel | 3.9 | 1 | FRANKSVILLE | WI | Racine County | Commissioned | 2024-07-12 | 2024-11-20 | 291 | 8556
5010855 | Panel | 2.32 | 1 | OAK CREEK | WI | Milwaukee County | Commissioned | 2024-07-12 | 2024-11-25 | 275 | 8451
5010879 | Panel | 17.3 | 1 | SHERWOOD | WI | Calumet County | Commissioned | 2024-07-12 | 2024-09-12 | 425 | CL53
5010906 | Panel | 7.15 | 1 | MUKWONAGO | WI | Waukesha County | Commissioned | 2024-07-12 | 2024-08-19 | 241 | 7381
5011317 | Panel | 11.4 | 1 | HUBERTUS | WI | Washington County | Commissioned | 2024-07-15 | 2024-08-30 | 166 | 2681
5011354 | Panel | 12 | 1 | KIEL | WI | Manitowoc County | Commissioned | 2024-07-13 | 2024-09-10 | 137 | 4041
5011445 | Panel Storage | 11.5 | 1 | MENOMONEE FALLS | WI | Waukesha County | Commissioned | 2024-07-15 | 2025-05-07 | 333 | 5491
5011562 | Panel | 11.168 | 1 | HORTONVILLE | WI | Outagamie County | Commissioned | 2024-07-15 | 45551 | 139 | LL81
5011597 | Panel | 8.064 | 1 | MILWAUKEE | WI | Milwaukee County | Commissioned | 2024-07-15 | 2024-10-31 | 201 | 1352
5011609 | Panel | 3.48 | 1 | MILWAUKEE | WI | Milwaukee County | Commissioned | 2024-07-15 | 2024-11-11 | 179 | 7251
5011648 | Panel | 11.6 | 1 | APPLETON | WI | Outagamie County | Commissioned | 2024-07-15 | 2024-10-15 | 191 | PK53
5011671 | Panel | 5.76 | 1 | WAUKESHA | WI | Waukesha County | Commissioned | 2024-07-15 | 2024-11-07 | 228 | 3581
5011691 | Panel | 4.64 | 1 | BLACK CREEK | WI | Outagamie County | Commissioned | 2024-07-15 | 2024-11-18 | 47 | LA62
5011863 | Panel | 3.77 | 1 | OAK CREEK | WI | Milwaukee County | Commissioned | 2024-07-16 | 2024-11-18 | 55 | 2191
5011906 | Panel | 4.41 | 1 | MILWAUKEE | WI | Milwaukee County | Commissioned | 2024-07-16 | 2024-09-25 | 415 | 7461
5011936 | Panel | 8.775 | 1 | MILWAUKEE | WI | Milwaukee County | Commissioned | 2024-07-16 | 2024-11-20 | 305 | 2851
5011966 | Panel | 6.615 | 1 | FOX POINT | WI | Milwaukee County | Commissioned | 2024-07-16 | 2024-10-14 | 54 | 1483
5011978 | Panel | 5.76 | 1 | MUSKEGO | WI | Waukesha County | Commissioned | 2024-07-16 | 2024-10-04 | 394 | 5861
5012045 | Panel | 6.38 | 1 | SUSSEX | WI | Waukesha County | Commissioned | 2024-07-16 | 2024-11-15 | 333 | 5492
5012121 | Panel | 3.835 | 1 | PEWAUKEE | WI | Waukesha County | Commissioned | 2024-07-16 | 2024-09-25 | 277 | 1851
5012162 | Panel | 6.38 | 1 | MENOMONEE FALLS | WI | Waukesha County | Commissioned | 2024-07-16 | 2024-11-19 | 166 | 2672
5012211 | Panel | 10.88 | 1 | WAUKESHA | WI | Waukesha County | Commissioned | 2024-07-16 | 2024-09-25 | 228 | 3581
5012409 | Panel | 15.2 | 1 | BURLINGTON | WI | Racine County | Commissioned | 2024-07-17 | 2024-09-13 | 67 | 1144
5012509 | Panel | 9.216 | 1 | GREENVILLE | WI | Outagamie County | Commissioned | 2024-07-17 | 2024-11-01 | 177 | UL61
5012528 | Panel | 2.4 | 1 | GREENVILLE | WI | Outagamie County | Commissioned | 2024-07-17 | 2024-09-26 | 177 | UL61
5012544 | Panel | 8.832 | 1 | WAUKESHA | WI | Waukesha County | Commissioned | 2024-07-17 | 2024-09-12 | 380 | 2161
5012567 | Panel | 129.6 | 2 | MILWAUKEE | WI | Milwaukee County | Commissioned | 2024-07-17 | 2025-07-11 | 423 | 9474
5012787 | Panel | 3.895 | 1 | OAK CREEK | WI | Milwaukee County | Commissioned | 2024-07-18 | 2024-10-07 | 589 | 6581
5012969 | Panel Storage | 21.5 | 2 | WAUKESHA | WI | Waukesha County | Commissioned | 2024-07-18 | 2024-10-03 | 576 | 2973
5012990 | Panel | 4.06 | 1 | MILWAUKEE | WI | Milwaukee County | Commissioned | 2024-07-18 | 2025-02-19 | 423 | 9471
5013332 | Panel | 50 | 2 | WALDO | WI | Sheboygan County | Commissioned | 2024-07-19 | 45629 | 355 | 8651
5013332 | Panel | 57 | 2 | WALDO | WI | Sheboygan County | Commissioned | 2024-07-19 | 2024-12-03 | 355 | 8651
5013431 | Panel Storage | 18.028 | 1 | BIG BEND | WI |  | Commissioned | 2024-07-19 | 2025-08-07 | 445 | 2051
5013452 | Panel | 6.09 | 1 | NEENAH | WI | Winnebago County | Commissioned | 2024-07-19 | 2024-12-19 | 57 | GW54
5013475 | Panel Storage | 7.6 | 1 | ELKHORN | WI | Walworth County | Commissioned | 2024-07-19 | 2024-12-12 | 67 | 1154
5013791 | Panel | 120 | 2 | GREENFIELD | WI | Milwaukee County | Commissioned | 2024-07-22 | 2025-06-03 | 59 | 7796
5013940 | Panel | 6.46 | 1 | MENOMONEE FALLS | WI | Waukesha County | Commissioned | 2024-07-22 | 2024-08-27 | 359 | 5871
5013952 | Panel | 15.356 | 1 | ALLENTON | WI | Washington County | Commissioned | 2024-07-22 | 2024-09-18 | 286 | 8061
5013960 | Panel | 7.04 | 1 | WAUKESHA | WI | Waukesha County | Commissioned | 2024-07-22 | 45614 | 366 | 7042
5013969 | Panel Storage | 11.5 | 1 | PLEASANT PRAIRIE | WI | Kenosha County | Commissioned | 2024-07-22 | 2025-01-07 | 182 | 9371
5014135 | Panel | 200 | 2 | HARTLAND | WI | Waukesha County | Commissioned | 2024-07-23 | 2025-06-27 | 103 | 2877
5014194 | Panel | 8.96 | 1 | PEWAUKEE | WI | Waukesha County | Commissioned | 2024-07-23 | 2024-12-11 | 366 | 7042
5014203 | Panel | 7.6 | 1 | HORTONVILLE | WI | Outagamie County | Commissioned | 2024-07-23 | 2024-11-15 | 4 | TN52
5014213 | Panel | 22.8 | 2 | APPLETON | WI | Outagamie County | Commissioned | 2024-07-23 | 2024-10-10 | 20 | HL74
5014226 | Panel | 8.376 | 1 | GREENVILLE | WI | Outagamie County | Commissioned | 2024-07-23 | 2024-10-01 | 139 | LL83
5014253 | Panel | 15.2 | 1 | APPLETON | WI | Outagamie County | Commissioned | 2024-07-23 | 2024-09-20 | 186 | MB62
5014300 | Panel | 2.03 | 1 | WATERTOWN | WI | Dodge County | Commissioned | 2024-07-23 | 2024-10-09 | 280 | 2042
5014322 | Panel | 7.04 | 1 | WAUKESHA | WI | Waukesha County | Commissioned | 2024-07-23 | 2024-11-18 | 228 | 3584
5014336 | Panel Storage | 11.5 | 1 | WATERTOWN | WI | Dodge County | Commissioned | 2024-07-23 | 2024-08-26 | 98 | 9086
5014346 | Panel | 4.18 | 1 | FORT ATKINSON | WI | Jefferson County | Commissioned | 2024-07-23 | 2024-11-05 | 154 | 9162
5014360 | Panel | 10 | 1 | COLGATE | WI | Washington County | Commissioned | 2024-07-23 | 2025-02-04 | 166 | 2696
5014408 | Panel | 6.84 | 1 | MENOMONEE FALLS | WI | Waukesha County | Commissioned | 2024-07-24 | 2024-08-22 | 335 | 6375
5014448 | Panel | 9.6 | 1 | NEENAH | WI | Winnebago County | Commissioned | 2024-07-24 | 2024-11-01 | 57 | GW51
5014709 | Panel | 7.6 | 1 | CAMPBELLSPORT | WI | Fond du Lac County | Commissioned | 2024-07-24 | 2024-11-13 | 27 | 1841
5014735 | Panel | 17.4 | 1 | JUNEAU | WI | Dodge County | Commissioned | 2024-07-24 | 45580 | 98 | 9084
5014744 | Panel | 6.08 | 1 | NEW BERLIN | WI | Waukesha County | Commissioned | 2024-07-24 | 2024-10-14 | 244 | 0162
5014773 | Panel | 7.04 | 1 | NEENAH | WI | Winnebago County | Commissioned | 2024-07-24 | 2024-11-12 | 57 | GW51
5015103 | Panel | 6.144 | 1 | FLORENCE | WI | Florence County | Commissioned | 2024-07-25 | 2024-10-10 | 35 | AS52
5015114 | Panel | 5.22 | 1 | WALES | WI | Waukesha County | Commissioned | 2024-07-25 | 2024-09-25 | 356 | 6762
5015284 | Panel | 5.22 | 1 | WAUKESHA | WI | Waukesha County | Commissioned | 2024-07-26 | 2024-09-12 | 228 | 3584
5015529 | Panel | 6.84 | 1 | ELKHORN | WI | Walworth County | Commissioned | 2024-07-27 | 2024-11-19 | 325 | 6581
5015723 | Panel | 4.725 | 1 | GREENDALE | WI | Milwaukee County | Commissioned | 2024-07-29 | 2024-09-20 | 413 | 7372
5015795 | Panel | 10.725 | 1 | MILWAUKEE | WI | Milwaukee County | Commissioned | 2024-07-29 | 2024-11-12 | 150 | 1652
5015863 | Panel | 4.64 | 1 | LAKE MILLS | WI | Jefferson County | Commissioned | 2024-07-29 | 2025-02-13 | 174 | 6684
5016070 | Panel | 7.54 | 1 | MARSHALL | WI | Dane County | Commissioned | 2024-07-30 | 2024-09-23 | 53 | 8791
5016265 | Panel | 4.48 | 1 | MENOMONEE FALLS | WI | Waukesha County | Commissioned | 2024-07-30 | 2024-11-05 | 335 | 6375
5016285 | Panel | 5.76 | 1 | NEENAH | WI | Winnebago County | Commissioned | 2024-07-30 | 2024-11-12 | 111 | MN52
5016311 | Panel | 12.8 | 1 | APPLETON | WI | Outagamie County | Commissioned | 2024-07-31 | 2024-11-12 | 251 | OR54
5016365 | Panel | 4.06 | 1 | RACINE | WI | Racine County | Commissioned | 2024-07-30 | 2025-01-07 | 291 | 8554
5016397 | Panel | 4.55 | 1 | FRANKSVILLE | WI | Racine County | Commissioned | 2024-07-31 | 2024-11-07 | 291 | 8565
5016510 | Panel Storage | 9.76 | 1 | MILWAUKEE | WI | Milwaukee County | Commissioned | 2024-07-31 | 2024-12-13 | 87 | 6263
5016546 | Panel | 7.68 | 1 | APPLETON | WI | Outagamie County | Commissioned | 2024-07-31 | 2024-11-01 | 20 | HL71
5016680 | Panel | 5.85 | 1 | FRANKLIN | WI | Milwaukee County | Commissioned | 2024-07-31 | 2025-04-01 | 55 | 2184
5016726 | Panel | 4.13 | 1 | RACINE | WI | Racine County | Commissioned | 2024-07-31 | 2025-05-16 | 89 | 5552
5016736 | Panel | 9.6 | 1 | SUSSEX | WI | Waukesha County | Commissioned | 2024-07-31 | 2025-04-15 | 333 | 5482
5016784 | Panel | 5.2 | 1 | MUSKEGO | WI | Waukesha County | Commissioned | 2024-08-01 | 2025-01-31 | 288 | 3062
5016987 | Panel | 4.48 | 1 | APPLETON | WI | Outagamie County | Commissioned | 2024-08-01 | 2025-04-15 | 251 | OR64
5017072 | Panel | 6.3 | 1 | FRANKLIN | WI | Milwaukee County | Commissioned | 2024-08-02 | 2024-09-18 | 288 | 3051
5017170 | Panel | 5.85 | 1 | MILWAUKEE | WI | Milwaukee County | Commissioned | 2024-08-02 | 2024-10-16 | #N/A
5017331 | Panel | 5.2 | 1 | MILWAUKEE | WI | Milwaukee County | Commissioned | 2024-08-02 | 2024-10-11 | 305 | 2852
5017364 | Panel | 4.48 | 1 | SUSSEX | WI | Waukesha County | Commissioned | 2024-08-02 | 2024-10-21 | 333 | 5496
5017420 | Panel | 8.74 | 1 | MENASHA | WI | Winnebago County | Commissioned | 2024-08-02 | 2024-10-15 | 425 | CL51
5017448 | Panel | 13.455 | 1 | FRANKLIN | WI | Milwaukee County | Commissioned | 2024-08-02 | 2024-12-09 | 452 | 2582
5017487 | Panel | 7.6 | 1 | PEWAUKEE | WI | Waukesha County | Commissioned | 2024-08-02 | 2025-02-20 | 125 | 3192
5017495 | Panel | 50 | 2 | MILWAUKEE | WI | Milwaukee County | Commissioned | 2024-08-02 | 2025-06-05 | 150 | 1661
5017502 | Panel Storage | 26.89 | 2 | MUSKEGO | WI | Waukesha County | Commissioned | 2024-08-02 | 2024-10-09 | 394 | 5862
5018011 | Panel | 1.45 | 1 | MILWAUKEE | WI | Milwaukee County | Commissioned | 2024-08-05 | 2024-10-28 | 404 | 3473
5018034 | Panel | 40 | 2 | MILWAUKEE | WI | Milwaukee County | Commissioned | 2024-08-05 | 2024-12-17 | #N/A
5018066 | Panel | 4.18 | 1 | GREENDALE | WI | Milwaukee County | Commissioned | 2024-08-05 | 2025-01-08 | 17 | 4792
5018077 | Panel | 5.376 | 1 | SAUKVILLE | WI | Ozaukee County | Commissioned | 2024-08-05 | 2025-02-07 | 86 | 9684
5018085 | Panel Storage | 18.5 | 1 | COLUMBUS | WI | Columbia County | Commissioned | 2024-08-05 | 2024-12-16 | 319 | 7091
5018144 | Panel | 7.475 | 1 | FRANKLIN | WI | Milwaukee County | Commissioned | 2024-08-06 | 2024-10-24 | 463 | 7872
5018249 | Panel | 5.51 | 1 | MILWAUKEE | WI | Milwaukee County | Commissioned | 2024-08-06 | 2024-10-16 | #N/A
5018340 | Panel | 40 | 2 | EAGLE | WI | Waukesha County | Commissioned | 2024-08-06 | 2025-03-27 | 127 | 3762
5018361 | Panel | 4.55 | 1 | WATERFORD | WI | Racine County | Commissioned | 2024-08-06 | 2024-12-13 | 468 | 3481
5018418 | Panel | 6 | 1 | REESEVILLE | WI | Dodge County | Commissioned | 2024-08-06 | 2025-05-22 | 319 | 7097
5018446 | Panel | 7.6 | 1 | WAUKESHA | WI | Waukesha County | Commissioned | 2024-08-06 | 2024-10-09 | 228 | 3594
5018458 | Panel | 3.84 | 1 | GRAFTON | WI | Ozaukee County | Commissioned | 2024-08-06 | 2024-11-22 | 401 | 6461
5018566 | Panel | 6.96 | 1 | APPLETON | WI | Outagamie County | Commissioned | 2024-08-07 | 2025-04-04 | 20 | HL73
5019036 | Panel | 8.027 | 1 | APPLETON | WI | Outagamie County | Commissioned | 2024-08-08 | 2024-10-22 | 20 | HL63
5019053 | Panel | 8.32 | 1 | WAUKESHA | WI | Waukesha County | Commissioned | 2024-08-08 | 2024-11-27 | 366 | 7044
5019129 | Panel | 4.93 | 1 | APPLETON | WI | Outagamie County | Commissioned | 2024-08-08 | 2025-02-24 | 20 | HL63
5019159 | Panel | 100 | 2 | BROOKFIELD | WI | Waukesha County | Commissioned | 2024-08-08 | 2025-10-27 | 237 | 2773
5019159 | Panel | 100 | 2 | BROOKFIELD | WI | Waukesha County | Commissioned | 2024-08-08 | 45957 | 237 | 2773
5019482 | Panel | 40 | 2 | MILWAUKEE | WI | Milwaukee County | Commissioned | 2024-08-08 | 2025-06-27 | 150 | 1661
5019889 | Panel | 6.5 | 1 | GLENDALE | WI | Milwaukee County | Commissioned | 2024-08-09 | 2024-11-01 | 54 | 1492
5019893 | Panel | 8.448 | 1 | PLEASANT PRAIRIE | WI | Kenosha County | Commissioned | 2024-08-09 | 2024-10-16 | 182 | 9395
5020326 | Panel | 8.96 | 1 | KENOSHA | WI | Kenosha County | Commissioned | 2024-08-12 | 2024-10-07 | 269 | 8982
5020364 | Panel | 3.78 | 1 | MILWAUKEE | WI | Milwaukee County | Commissioned | 2024-08-12 | 2024-11-06 | 66 | 8651
5020398 | Panel | 6.84 | 1 | MILWAUKEE | WI | Milwaukee County | Commissioned | 2024-08-12 | 2024-11-26 | 152 | 6152
5020409 | Panel Storage | 11.5 | 1 | MILWAUKEE | WI | Milwaukee County | Commissioned | 2024-08-12 | 2024-12-30 | 404 | 3494
5020421 | Panel | 6.08 | 1 | PEWAUKEE | WI | Waukesha County | Commissioned | 2024-08-12 | 45568 | 333 | 5487
5020427 | Panel | 5 | 1 | APPLETON | WI | Outagamie County | Commissioned | 2024-08-12 | 2025-03-27 | 20 | HL73
5020429 | Panel | 2.03 | 1 | WAUKESHA | WI | Waukesha County | Commissioned | 2024-08-12 | 2024-12-11 | 228 | 3581
5020637 | Panel | 5.22 | 1 | MEQUON | WI | Ozaukee County | Commissioned | 2024-08-12 | 2024-10-02 | 458 | 3491
5020868 | Panel | 10 | 1 | HARTLAND | WI | Waukesha County | Commissioned | 2024-08-14 | 2024-10-14 | 30 | 6181
5021130 | Panel | 4.56 | 1 | WHITEFISH BAY | WI | Milwaukee County | Commissioned | 2024-08-14 | 2025-01-06 | 171 | 2362
5021155 | Panel | 5.376 | 1 | SUSSEX | WI | Waukesha County | Commissioned | 2024-08-14 | 2024-10-14 | 333 | 5492
5021209 | Panel | 3.575 | 1 | PEWAUKEE | WI | Waukesha County | Commissioned | 2024-08-14 | 2024-12-03 | 103 | 2888
5021219 | Panel | 5.7 | 1 | MENOMONEE FALLS | WI | Waukesha County | Commissioned | 2024-08-15 | 2024-12-23 | 335 | 6375
5021469 | Panel | 4.225 | 1 | MUKWONAGO | WI | Waukesha County | Commissioned | 2024-08-15 | 2025-03-26 | 241 | 7377
5021496 | Panel | 8.376 | 1 | NEENAH | WI | Winnebago County | Commissioned | 2024-08-15 | 2024-12-10 | 57 | GW54
5021515 | Panel | 9.216 | 1 | GREENVILLE | WI | Outagamie County | Commissioned | 2024-08-15 | 2024-11-01 | 177 | UL61
5021615 | Panel | 10.24 | 1 | GRAFTON | WI | Ozaukee County | Commissioned | 2024-08-15 | 2024-12-10 | 458 | 3492
5021681 | Panel Storage | 16 | 1 | WEST BEND | WI | Washington County | Commissioned | 2024-08-16 | 2025-02-04 | 33 | 9782
5021893 | Panel Storage | 11.5 | 1 | BIG BEND | WI | Waukesha County | Commissioned | 2024-08-16 | 2024-09-16 | 445 | 2051
5022150 | Panel | 7.22 | 1 | SUSSEX | WI | Waukesha County | Commissioned | 2024-08-19 | 2024-09-25 | 333 | 5496
5022471 | Panel Storage | 11.5 | 1 | KENOSHA | WI | Kenosha County | Commissioned | 2024-08-19 | 2025-03-20 | 315 | 2363
5022859 | Panel | 4.19 | 1 | OCONOMOWOC | WI | Waukesha County | Commissioned | 2024-08-20 | 2024-12-12 | 327 | 6451
5022880 | Panel | 5 | 1 | FORT ATKINSON | WI | Jefferson County | Commissioned | 2024-08-20 | 2025-01-02 | 154 | 9162
5022904 | Panel | 9.425 | 1 | GREENDALE | WI | Milwaukee County | Commissioned | 2024-08-20 | 2024-10-25 | 55 | 2184
5022952 | Panel | 6.175 | 1 | ELM GROVE | WI | Waukesha County | Commissioned | 2024-08-20 | 2024-11-26 | 142 | 4661
5022959 | Panel | 10.368 | 1 | MOUNT PLEASANT | WI | Racine County | Commissioned | 2024-08-20 | 2024-10-07 | 163 | 5063
5023019 | Panel Storage | 19.88 | 1 | PEWAUKEE | WI | Waukesha County | Commissioned | 2024-08-21 | 2024-10-07 | 103 | 2886
5023239 | Panel | 7.98 | 1 | MENOMONEE FALLS | WI | Waukesha County | Commissioned | 2024-08-21 | 2024-09-16 | 166 | 2675
5023277 | Panel | 2.95 | 1 | MILWAUKEE | WI | Milwaukee County | Commissioned | 2024-08-21 | 2025-04-25 | 87 | 6253
5023295 | Panel | 13.262 | 1 | WAUWATOSA | WI | Milwaukee County | Commissioned | 2024-08-21 | 2024-10-28 | 249 | 4571
5023319 | Panel | 8.205 | 1 | MENOMONEE FALLS | WI | Waukesha County | Commissioned | 2024-08-21 | 2024-10-25 | 333 | 5491
5023345 | Panel | 14.95 | 1 | MILWAUKEE | WI | Milwaukee County | Commissioned | 2024-08-21 | 2025-01-17 | 179 | 7251
5023438 | Panel | 11.4 | 1 | PHELPS | WI | Vilas County | Commissioned | 2024-08-22 | 2024-11-21 | 343 | WL51
5023460 | Panel | 7.678 | 1 | MEQUON | WI | Ozaukee County | Commissioned | 2024-08-22 | 2024-09-24 | 227 | 3961
5023506 | Panel | 6.4 | 1 | HARTLAND | WI | Waukesha County | Commissioned | 2024-08-22 | 45601 | 103 | 2887
5023613 | Panel | 7.98 | 1 | SUSSEX | WI | Waukesha County | Commissioned | 2024-08-22 | 2024-12-04 | 333 | 5482
5023642 | Panel Storage | 11.5 | 1 | HALES CORNERS | WI | Milwaukee County | Commissioned | 2024-08-22 | 2024-11-12 | 96 | 1662
5023691 | Panel | 5.7 | 1 | MILWAUKEE | WI | Milwaukee County | Commissioned | 2024-08-22 | 2025-07-31 | #N/A | #N/A
5023755 | Panel | 10.26 | 1 | EAST TROY | WI | Walworth County | Commissioned | 2024-08-22 | 2024-11-13 | 67 | 1154
5023782 | Panel Storage | 23 | 2 | BROOKFIELD | WI | Waukesha County | Commissioned | 2024-08-22 | 2025-03-10 | 576 | 2982
5023790 | Panel | 14.658 | 2 | HORTONVILLE | WI | Outagamie County | Commissioned | 2024-08-22 | 2025-03-03 | #N/A | #N/A
5023790 | Panel | 15.356 | 2 | HORTONVILLE | WI | Outagamie County | Commissioned | 2024-08-22 | 2025-03-03 | #N/A | #N/A
5023846 | Panel | 4.225 | 1 | RICHFIELD | WI | Washington County | Commissioned | 2024-08-23 | 2024-12-02 | 213 | 5383
5023872 | Panel Storage | 7.6 | 1 | GREENFIELD | WI | Milwaukee County | Commissioned | 2024-08-23 | 45670 | 96 | 1652
5023924 | Panel | 6.5 | 1 | ELM GROVE | WI | Waukesha County | Commissioned | 2024-08-23 | 2025-05-29 | 470 | 9353
5024004 | Panel | 2.6 | 1 | MILWAUKEE | WI | Milwaukee County | Commissioned | 2024-08-23 | 2025-10-23 | 404 | 3473
5024105 | Panel | 7.68 | 1 | KANSASVILLE | WI | Racine County | Commissioned | 2024-08-23 | 2025-01-03 | 269 | 8993
5024132 | Panel | 4.18 | 1 | MILWAUKEE | WI | Milwaukee County | Commissioned | 2024-08-23 | 45595 | 305 | 2852
5024144 | Panel Storage | 19.1 | 1 | OAK CREEK | WI | Milwaukee County | Commissioned | 2024-08-23 | 45649 | 298 | 4551
5024159 | Panel | 7.6 | 1 | WATERTOWN | WI | Dodge County | Commissioned | 2024-08-23 | 2025-03-25 | 98 | 9074
5024227 | Panel | 8.41 | 1 | KENOSHA | WI | Kenosha County | Commissioned | 2024-08-26 | 2025-07-14 | 182 | 9381
5024559 | Panel | 4.48 | 1 | CUDAHY | WI | Milwaukee County | Commissioned | 2024-08-26 | 2024-12-27 | 31 | 5182
5024595 | Panel | 8.32 | 1 | BROWN DEER | WI | Milwaukee County | Commissioned | 2024-08-26 | 2024-12-30 | 61 | 4952
5024617 | Panel | 4.55 | 1 | JOHNSON CREEK | WI | Jefferson County | Commissioned | 2024-08-26 | 2025-03-04 | 174 | 6674
5024710 | Panel | 7.22 | 1 | BROOKFIELD | WI | Waukesha County | Commissioned | 2024-08-26 | 2024-09-25 | 69 | 3743
5024744 | Panel | 8.448 | 1 | GERMANTOWN | WI | Washington County | Commissioned | 2024-08-27 | 2024-11-05 | 359 | 5851
5024762 | Panel | 12.8 | 1 | JACKSON | WI | Washington County | Commissioned | 2024-08-26 | 2025-01-17 | 8 | 7961
5024793 | Panel | 4.875 | 1 | FRANKSVILLE | WI | Racine County | Commissioned | 2024-08-27 | 2025-02-27 | 589 | 6574
5024836 | Panel | 6.5 | 1 | OCONOMOWOC | WI | Waukesha County | Commissioned | 2024-08-27 | 2024-11-18 | 189 | 4161
5024878 | Panel | 11.52 | 1 | RACINE | WI | Waukesha County | Commissioned | 2024-08-27 | 2024-11-20 | 143 | 1462
5024896 | Panel | 5.2 | 1 | STURTEVANT | WI | Racine County | Commissioned | 2024-08-27 | 2024-12-27 | 447 | 1686
5025031 | Panel | 2.32 | 1 | APPLETON | WI | Outagamie County | Commissioned | 2024-08-27 | 2025-02-07 | 20 | HL73
5025097 | Panel Storage | 34.517 | 2 | MILWAUKEE | WI | Milwaukee County | Commissioned | 2024-08-28 | 2025-01-24 | 54 | 1483
5025311 | Panel | 14.08 | 1 | JACKSON | WI | Washington County | Commissioned | 2024-08-27 | 2024-11-22 | 435 | 3882
5025368 | Panel Storage | 19.86 | 1 | BROOKFIELD | WI | Waukesha County | Commissioned | 2024-08-28 | 2024-11-07 | 391 | 8651
5025403 | Panel | 6.175 | 1 | KENOSHA | WI | Kenosha County | Commissioned | 2024-08-28 | 2025-03-04 | 317 | 3982
5025468 | Panel Storage | 18.98 | 1 | MENOMONEE FALLS | WI | Waukesha County | Commissioned | 2024-08-28 | 2024-09-27 | 359 | 5863
5025473 | Panel Storage | 10 | 1 | OAK CREEK | WI | Milwaukee County | Commissioned | 2024-08-28 | 2024-11-12 | 275 | 8444
5025509 | Panel | 5.8 | 1 | KENOSHA | WI | Kenosha County | Commissioned | 2024-08-29 | 2024-11-05 | 182 | 9381
5025579 | Panel | 43.2 | 2 | MILWAUKEE | WI | Milwaukee County | Commissioned | 2024-08-29 | 2025-02-20 | #N/A | 0
5025710 | Panel | 8.35 | 1 | BURLINGTON | WI | Racine County | Commissioned | 2024-08-29 | 2024-10-07 | 68 | 9751
5026035 | Panel | 9.57 | 1 | MILWAUKEE | WI | Milwaukee County | Commissioned | 2024-08-30 | 2025-02-05 | 87 | 6263
5026059 | Panel | 6.4 | 1 | GRAFTON | WI | Ozaukee County | Commissioned | 2024-08-30 | 2024-12-02 | 401 | 6462
5026243 | Panel | 5.85 | 1 | FREMONT | WI | Waupaca County | Commissioned | 2024-08-30 | 2024-10-31 | 453 | DF52
5026259 | Panel | 10 | 1 | CALEDONIA | WI | Racine County | Commissioned | 2024-08-30 | 2024-12-09 | 463 | 7874
5026294 | Panel | 8.95 | 1 | NEW BERLIN | WI | Waukesha County | Commissioned | 2024-08-31 | 2024-12-05 | 59 | 7773
5026295 | Panel | 2.99 | 1 | MILWAUKEE | WI | Milwaukee County | Commissioned | 2024-08-30 | 2025-04-25 | 337 | 0262
5026296 | Panel | 2.925 | 1 | OAK CREEK | WI | Milwaukee County | Commissioned | 2024-08-31 | 2025-07-08 | 275 | 8452
5026298 | Panel | 7.68 | 1 | JACKSON | WI | Washington County | Commissioned | 2024-08-30 | 2025-01-06 | 8 | 7961
5026301 | Panel | 3.84 | 1 | GRAFTON | WI | Ozaukee County | Commissioned | 2024-08-30 | 2024-11-25 | 401 | 6452
5026303 | Panel | 5.12 | 1 | WEST BEND | WI | Washington County | Commissioned | 2024-08-31 | 2024-11-22 | 34 | 1061
5026304 | Panel | 7.68 | 1 | JACKSON | WI | Washington County | Commissioned | 2024-08-31 | 2025-01-09 | 8 | 7961
5026305 | Panel | 5.12 | 1 | WEST BEND | WI | Washington County | Commissioned | 2024-08-31 | 2024-12-23 | 374 | 4153
5026307 | Panel | 6 | 1 | RACINE | WI | Racine County | Commissioned | 2024-08-31 | 2025-04-03 | 304 | 8371
5026389 | Panel | 7.6 | 1 | RACINE | WI | Racine County | Commissioned | 2024-09-03 | 2025-04-11 | 304 | 8371
5026415 | Panel | 5 | 1 | KENOSHA | WI | Kenosha County | Commissioned | 2024-09-03 | 2025-05-22 | 46 | 0764
5026452 | Panel | 6 | 1 | FRANKLIN | WI | Milwaukee County | Commissioned | 2024-09-03 | 2025-05-23 | 463 | 7872
5026459 | Panel | 7.6 | 1 | KENOSHA | WI | Kenosha County | Commissioned | 2024-09-03 | 2025-04-03 | 182 | 9371
5026530 | Panel | 10 | 1 | RACINE | WI | Racine County | Commissioned | 2024-09-03 | 2025-06-04 | 304 | 8362
5026558 | Panel | 5 | 1 | RACINE | WI | Racine County | Commissioned | 2024-09-03 | 2025-07-07 | 310 | 2751
5026576 | Panel | 3.77 | 1 | UNION GROVE | WI | Racine County | Commissioned | 2024-09-03 | 2024-10-09 | 269 | 8983
5026602 | Panel | 8.7 | 1 | TREVOR | WI | Kenosha County | Commissioned | 2024-09-04 | 2024-11-20 | 317 | 3974
5026634 | Panel | 3.84 | 1 | JACKSON | WI | Washington County | Commissioned | 2024-09-02 | 2025-02-11 | 8 | 7952
5026651 | Panel | 7.04 | 1 | JACKSON | WI | Washington County | Commissioned | 2024-09-02 | 2024-12-27 | 213 | 5381
5027051 | Panel | 6.4 | 1 | GRAFTON | WI | Ozaukee County | Commissioned | 2024-09-04 | 2024-12-06 | 458 | 3484
5027066 | Panel Storage | 6.282 | 1 | KENOSHA | WI |  | Commissioned | 2024-09-04 | 2024-11-11 | 314 | 5782
5027128 | Panel | 5.76 | 1 | GRAFTON | WI | Ozaukee County | Commissioned | 2024-09-05 | 2024-12-30 | 86 | 9681
5027296 | Panel | 8.125 | 1 | FRANKLIN | WI | Milwaukee County | Commissioned | 2024-09-05 | 2024-12-13 | 55 | 2184
5027354 | Panel Storage | 12 | 1 | WEST BEND | WI | Washington County | Commissioned | 2024-09-05 | 2024-11-18 | 33 | 9785
5027774 | Panel | 9.6 | 1 | GRAFTON | WI | Ozaukee County | Commissioned | 2024-09-06 | 2024-12-13 | 401 | 6452
5027796 | Panel Storage | 7.6 | 1 | MEQUON | WI | Ozaukee County | Commissioned | 2024-09-06 | 2024-12-30 | 227 | 3961
5027847 | Panel | 13.975 | 1 | WEST BEND | WI | Washington County | Commissioned | 2024-09-06 | 2025-04-21 | 33 | 9782
5027893 | Panel Storage | 29.84 | 2 | PLYMOUTH | WI | Sheboygan County | Commissioned | 2024-09-06 | 2024-11-07 | 138 | 0682
5027932 | Panel | 7.475 | 1 | HORTONVILLE | WI | Outagamie County | Commissioned | 2024-09-06 | 2024-11-26 | 112 | DAL2
5027935 | Panel | 6.825 | 1 | FORT ATKINSON | WI | Jefferson County | Commissioned | 2024-09-06 | 2024-10-09 | 153 | 8352
5027942 | Panel | 34.6 | 2 | WAUWATOSA | WI | Milwaukee County | Commissioned | 2024-09-06 | 2024-12-13 | 105 | 2771
5028055 | Panel | 4.93 | 1 | MILWAUKEE | WI | Milwaukee County | Commissioned | 2024-09-09 | 2024-11-11 | 434 | 0153
5028087 | Panel | 12 | 1 | UNION GROVE | WI | Racine County | Commissioned | 2024-09-09 | 2025-05-05 | 269 | 8993
5028165 | Panel | 8.725 | 1 | SAUKVILLE | WI | Ozaukee County | Commissioned | 2024-09-09 | 2024-12-17 | 387 | 1962
5028223 | Panel | 15.2 | 1 | RICHFIELD | WI | Washington County | Commissioned | 2024-09-09 | 2024-12-04 | 281 | 6151
5028275 | Panel Storage | 11.5 | 1 | MEQUON | WI | Ozaukee County | Commissioned | 2024-09-09 | 2024-10-18 | 334 | 4372
5028304 | Panel | 12.16 | 1 | MOUNT PLEASANT | WI | Racine County | Commissioned | 2024-09-09 | 2025-06-30 | 447 | 1677
5028361 | Panel | 16.896 | 1 | LARSEN | WI | Winnebago County | Commissioned | 2024-09-09 | 2024-12-03 | 453 | DF52
5028396 | Panel | 6.825 | 1 | WEST BEND | WI | Washington County | Commissioned | 2024-09-09 | 2025-01-06 | 374 | 4152
5028458 | Panel | 4.19 | 1 | GREENFIELD | WI | Milwaukee County | Commissioned | 2024-09-10 | 2025-01-28 | 134 | 1671
5028523 | Panel | 166.6 | 2 | ELKHORN | WI | Walworth County | Commissioned | 2024-09-10 | 2025-01-09 | 325 | 6581
5028697 | Panel | 3.04 | 1 | MILWAUKEE | WI | Milwaukee County | Commissioned | 2024-09-10 | 2025-02-24 | 171 | 2362
5028766 | Panel | 6.84 | 1 | WAUKESHA | WI | Waukesha County | Commissioned | 2024-09-10 | 2025-01-06 | 228 | 3581
5028845 | Panel | 15.58 | 1 | BRILLION | WI | Calumet County | Commissioned | 2024-09-10 | 2025-01-27 | 123 | ND62
5028890 | Panel | 4.41 | 1 | FOX POINT | WI | Milwaukee County | Commissioned | 2024-09-11 | 2025-01-17 | 54 | 1492
5029250 | Panel | 7.54 | 1 | ELM GROVE | WI | Waukesha County | Commissioned | 2024-09-11 | 2024-11-14 | 391 | 8662
5029306 | Panel | 5 | 1 | MILWAUKEE | WI | Milwaukee County | Commissioned | 2024-09-11 | 2024-11-12 | 96 | 1663
5029412 | Panel | 5.8 | 1 | JACKSON | WI | Washington County | Commissioned | 2024-09-12 | 2024-11-22 | 8 | 7951
5029623 | Panel | 5.2 | 1 | MILWAUKEE | WI | Milwaukee County | Commissioned | 2024-09-12 | 2025-03-31 | 151 | 9263
5029652 | Panel Storage | 67.638 | 2 | SAUKVILLE | WI | Ozaukee County | Commissioned | 2024-09-12 | 2024-12-20 | 245 | 7862
5029684 | Panel | 7.68 | 1 | PORT WASHINGTON | WI | Ozaukee County | Commissioned | 2024-09-12 | 2024-12-10 | 438 | Z774
5029688 | Panel | 7.6 | 1 | KENOSHA | WI | Kenosha County | Commissioned | 2024-09-12 | 2025-03-12 | 314 | 5774
5029699 | Panel | 7.83 | 1 | KENOSHA | WI | Kenosha County | Commissioned | 2024-09-12 | 2025-04-24 | 43 | 1681
5029801 | Panel | 8.96 | 1 | WEST BEND | WI | Washington County | Commissioned | 2024-09-13 | 2025-01-08 | 33 | 9782
5030244 | Panel | 6.09 | 1 | WAUKESHA | WI | Waukesha County | Commissioned | 2024-09-16 | 2025-01-23 | 228 | 3585
5030267 | Panel | 12.215 | 1 | NEENAH | WI | Winnebago County | Commissioned | 2024-09-16 | 2024-11-01 | 57 | GW52
5030322 | Panel | 15.2 | 1 | APPLETON | WI | Outagamie County | Commissioned | 2024-09-16 | 2024-11-15 | 80 | AS61
5030627 | Panel Storage | 11.5 | 1 | SOUTH MILWAUKEE | WI | Milwaukee County | Commissioned | 2024-09-16 | 2024-12-09 | 247 | 2552
5030646 | Panel | 7.15 | 1 | RACINE | WI | Racine County | Commissioned | 2024-09-17 | 2024-12-13 | 291 | 8554
5030654 | Panel Storage | 23 | 2 | MARSHALL | WI | Dane County | Commissioned | 2024-09-17 | 2025-02-28 | 53 | 8792
5031077 | Panel Storage | 29.631 | 2 | CAMPBELLSPORT | WI | Fond du Lac County | Commissioned | 2024-09-17 | 2024-12-30 | 27 | 1841
5031088 | Panel Storage | 22.14 | 2 | SALEM | WI | Kenosha County | Commissioned | 2024-09-17 | 2025-07-21 | 317 | 3974
5031489 | Panel | 8.74 | 1 | STURTEVANT | WI | Racine County | Commissioned | 2024-09-18 | 2025-05-08 | 447 | 1686
5031705 | Panel Storage | 11.5 | 1 | BRISTOL | WI | Kenosha County | Commissioned | 2024-09-19 | 2025-03-18 | 317 | 3981
5031732 | Panel | 4.94 | 1 | OCONOMOWOC | WI | Waukesha County | Commissioned | 2024-09-19 | 2024-12-18 | 30 | 6181
5031801 | Panel | 4.56 | 1 | COLGATE | WI | Washington County | Commissioned | 2024-09-19 | 2025-04-01 | 455 | 4852
5032203 | Panel Storage | 23.2 | 2 | BURLINGTON | WI | Racine County | Commissioned | 2024-09-20 | 2025-01-16 | 67 | 1154
5032230 | Panel | 7.22 | 1 | CONOVER | WI | Vilas County | Commissioned | 2024-09-20 | 2024-12-02 | 100 | ON61
5032259 | Panel | 5.22 | 1 | MILWAUKEE | WI | Milwaukee County | Commissioned | 2024-09-20 | 2024-12-06 | 55 | 2194
5032270 | Panel | 4.225 | 1 | MILWAUKEE | WI | Milwaukee County | Commissioned | 2024-09-20 | 2025-08-04 | 249 | 4597
5032284 | Panel | 5.8 | 1 | WAUKESHA | WI | Waukesha County | Commissioned | 2024-09-20 | 2025-01-06 | 228 | 3594
5032304 | Panel | 3.48 | 1 | MILWAUKEE | WI | Milwaukee County | Commissioned | 2024-09-20 | 2025-02-27 | 179 | 7251
5032324 | Panel | 7.68 | 1 | IXONIA | WI | Jefferson County | Commissioned | 2024-09-20 | 2025-01-27 | 98 | 9073
5033589 | Panel Storage | 23 | 2 | APPLETON | WI | Outagamie County | Commissioned | 2024-09-24 | 2025-01-10 | 70 | BDM6
5033612 | Panel | 5.22 | 1 | BAYSIDE | WI | Milwaukee County | Commissioned | 2024-09-25 | 2024-11-11 | 54 | 1493
5033639 | Panel | 4.56 | 1 | MILWAUKEE | WI | Milwaukee County | Commissioned | 2024-09-25 | 2025-04-07 | 211 | 2651
5033663 | Panel Storage | 16.46 | 1 | FRANKLIN | WI | Milwaukee County | Commissioned | 2024-09-25 | 45608 | 288 | 3062
5033737 | Panel | 6 | 1 | WAUKESHA | WI | Waukesha County | Commissioned | 2024-09-25 | 2025-06-27 | 344 | 0453
5033855 | Panel Storage | 20.4 | 2 | HORTONVILLE | WI | Outagamie County | Commissioned | 2024-09-25 | 2025-06-30 | 112 | DAL2
5033868 | Panel | 4.78 | 1 | PEWAUKEE | WI | Waukesha County | Commissioned | 2024-09-25 | 2025-01-29 | 125 | 3183
5033885 | Panel Storage | 11.5 | 1 | MILWAUKEE | WI | Milwaukee County | Commissioned | 2024-09-25 | 2024-12-30 | 423 | 9474
5033894 | Panel | 11.78 | 1 | FREMONT | WI | Waupaca County | Commissioned | 2024-09-25 | 2024-12-30 | 203 | ND62
5034004 | Panel | 2.925 | 1 | BROOKFIELD | WI | Waukesha County | Commissioned | 2024-09-26 | 2024-12-11 | 77 | 7452
5034059 | Panel Storage | 11.8 | 1 | KENOSHA | WI |  | Commissioned | 2024-09-26 | 2025-10-22 | 312 | 6261
5034100 | Panel | 4.56 | 1 | MILWAUKEE | WI | Milwaukee County | Commissioned | 2024-09-26 | 2024-11-20 | #N/A
5034374 | Panel | 15 | 1 | OCONOMOWOC | WI | Waukesha County | Commissioned | 2024-09-26 | 2024-12-13 | 327 | 6445
5034807 | Panel | 5.51 | 1 | MENOMONEE FALLS | WI | Waukesha County | Commissioned | 2024-09-27 | 2024-11-11 | 359 | 5863
5034835 | Panel Storage | 17.782 | 1 | MILWAUKEE | WI |  | Commissioned | 2024-09-27 | 2025-03-24 | 171 | 2352
5035130 | Panel | 2.66 | 1 | MILWAUKEE | WI | Milwaukee County | Commissioned | 2024-09-30 | 2024-11-26 | #N/A
5035189 | Panel | 5.933 | 1 | SOUTH MILWAUKEE | WI | Milwaukee County | Commissioned | 2024-09-30 | 2024-11-27 | 298 | 4552
5035219 | Panel | 7.6 | 1 | RACINE | WI | Racine County | Commissioned | 2024-09-30 | 2025-06-02 | 145 | 2562
5035249 | Panel Storage | 11.5 | 1 | BIG BEND | WI | Waukesha County | Commissioned | 2024-09-30 | 2024-12-04 | 445 | 2051
5035260 | Panel | 3 | 1 | CLEVELAND | WI | Manitowoc County | Commissioned | 2024-09-30 | 2025-03-13 | 137 | 4041
5035271 | Panel | 7.22 | 1 | SHOREWOOD | WI | Milwaukee County | Commissioned | 2024-09-30 | 2025-02-19 | 305 | 2861
5035274 | Panel | 3.19 | 1 | FRANKLIN | WI | Milwaukee County | Commissioned | 2024-07-08 | 2025-05-29 | 55 | 2184
5035276 | Panel | 7.8 | 1 | KENOSHA | WI | Kenosha County | Commissioned | 2024-09-30 | 2025-05-29 | 182 | 9391
5035597 | Panel | 5.22 | 1 | KENOSHA | WI | Kenosha County | Commissioned | 2024-10-01 | 2025-03-03 | 46 | 0751
5035630 | Panel | 4.225 | 1 | MENOMONEE FALLS | WI | Waukesha County | Commissioned | 2024-10-01 | 2025-03-28 | 335 | 6375
5035665 | Panel | 7.54 | 1 | KENOSHA | WI | Kenosha County | Commissioned | 2024-10-01 | 2024-12-19 | 182 | 9381
5035680 | Panel | 9.12 | 1 | WEST BEND | WI | Washington County | Commissioned | 2024-10-01 | 2025-01-24 | 374 | 4152
5035697 | Panel | 7.6 | 1 | KENOSHA | WI | Kenosha County | Commissioned | 2024-10-01 | 2025-02-17 | 14 | 8553
5035759 | Panel | 7.6 | 1 | MILWAUKEE | WI | Milwaukee County | Commissioned | 2024-10-02 | 2025-04-11 | 151 | 9251
5035885 | Panel | 8.376 | 1 | NEENAH | WI | Winnebago County | Commissioned | 2024-10-02 | 2024-12-10 | 57 | GW61
5035954 | Panel | 2.6 | 1 | OKAUCHEE | WI | Waukesha County | Commissioned | 2024-10-02 | 2025-05-29 | 261 | 2662
5035974 | Panel | 9.88 | 1 | BROOKFIELD | WI | Waukesha County | Commissioned | 2024-10-02 | 2024-11-07 | 69 | 3743
5035989 | Panel | 7.6 | 1 | KENOSHA | WI | Kenosha County | Commissioned | 2024-10-02 | 2024-11-27 | 14 | 8553
5036132 | Panel | 5 | 1 | OAK CREEK | WI | Milwaukee County | Commissioned | 2024-10-02 | 2025-04-14 | 275 | 8453
5036168 | Panel | 9.75 | 1 | MUKWONAGO | WI | Waukesha County | Commissioned | 2024-10-03 | 2025-02-17 | 351 | 1452
5036248 | Panel Storage | 11.5 | 1 | GREENVILLE | WI | Outagamie County | Commissioned | 2024-10-03 | 2024-12-12 | 177 | UL52
5036363 | Panel | 10.64 | 1 | BROOKFIELD | WI | Waukesha County | Commissioned | 2024-10-03 | 2024-11-07 | 69 | 3743
5036374 | Panel | 9.772 | 1 | BLACK CREEK | WI | Outagamie County | Commissioned | 2024-10-03 | 2024-12-18 | 47 | LA61
5036549 | Panel | 10.24 | 1 | GRAFTON | WI | Ozaukee County | Commissioned | 2024-10-03 | 2025-03-07 | 438 | Z774
5036660 | Panel | 10.15 | 1 | SHIOCTON | WI | Outagamie County | Commissioned | 2024-10-04 | 45709 | 139 | LL84
5036671 | Panel | 8.36 | 1 | BROOKFIELD | WI | Waukesha County | Commissioned | 2024-10-04 | 2025-01-24 | 391 | 8652
5036868 | Panel | 18.24 | 1 | DOUSMAN | WI | Waukesha County | Commissioned | 2024-10-04 | 2025-01-02 | 122 | 3561
5037104 | Panel | 5.2 | 1 | MILWAUKEE | WI | Milwaukee County | Commissioned | 2024-10-07 | 2025-02-27 | #N/A
5037178 | Panel | 4.48 | 1 | MILWAUKEE | WI | Milwaukee County | Commissioned | 2024-10-07 | 2025-01-27 | 249 | 4587
5037251 | Panel | 4.56 | 1 | WAUWATOSA | WI | Milwaukee County | Commissioned | 2024-10-07 | 2025-01-17 | 249 | 4592
5037324 | Panel | 5.22 | 1 | WHITEWATER | WI | Walworth County | Commissioned | 2024-10-07 | 2025-02-04 | 384 | 4475
5037347 | Panel | 7.6 | 1 | PEWAUKEE | WI | Waukesha County | Commissioned | 2024-10-07 | 2024-12-16 | 125 | 3185
5037371 | Panel | 4.35 | 1 | JACKSON | WI | Washington County | Commissioned | 2024-10-07 | 2024-12-02 | 8 | 7951
5037389 | Panel | 7.6 | 1 | RACINE | WI | Racine County | Commissioned | 2024-10-07 | 2025-05-07 | 291 | 8554
5037473 | Panel | 3.8 | 1 | RACINE | WI | Racine County | Commissioned | 2024-10-08 | 2025-03-05 | 310 | 2761
5037525 | Panel | 6.57 | 1 | RACINE | WI | Racine County | Commissioned | 2024-10-08 | 2024-12-18 | 143 | 1453
5037625 | Panel | 4.18 | 1 | FRANKLIN | WI | Milwaukee County | Commissioned | 2024-10-08 | 2024-12-27 | 55 | 2184
5037646 | Panel | 5.525 | 1 | GERMANTOWN | WI | Washington County | Commissioned | 2024-10-08 | 2025-08-14 | 334 | 4373
5037729 | Panel | 5.22 | 1 | WATERTOWN | WI | Jefferson County | Commissioned | 2024-10-08 | 2024-12-18 | 98 | 9084
5037798 | Panel Storage | 23 | 2 | NEENAH | WI | Winnebago County | Commissioned | 2024-10-08 | 2024-12-12 | 70 | BDM2
5038209 | Panel | 5.7 | 1 | WEYAUWEGA | WI | Waupaca County | Commissioned | 2024-10-09 | 2025-03-17 | 272 | RG64
5038232 | Panel | 5 | 1 | APPLETON | WI | Outagamie County | Commissioned | 2024-10-10 | 2025-01-30 | 20 | HL71
5038259 | Panel Storage | 12.32 | 1 | BROOKFEILD | WI | Waukesha County | Commissioned | 2024-10-10 | 2024-12-26 | 60 | 2852
5038267 | Panel | 5.525 | 1 | BROOKFIELD | WI | Waukesha County | Commissioned | 2024-10-10 | 2024-12-05 | 407 | 9271
5038295 | Panel | 5 | 1 | APPLETON | WI | Outagamie County | Commissioned | 2024-10-10 | 2025-03-14 | 457 | CH53
5038308 | Panel | 10 | 1 | FRANKLIN | WI | Milwaukee County | Commissioned | 2024-10-10 | 2025-02-07 | 463 | 7872
5038313 | Panel | 6 | 1 | KENOSHA | WI | Kenosha County | Commissioned | 2024-10-10 | 2025-05-29 | 330 | 5151
5038317 | Panel | 11.866 | 1 | WEST ALLIS | WI | Milwaukee County | Commissioned | 2024-10-10 | 2025-03-10 | 59 | 7786
5038493 | Panel | 6 | 1 | NEENAH | WI | Winnebago County | Commissioned | 2024-10-10 | 2025-09-16 | 390 | NC52
5038544 | Panel | 3.48 | 1 | SAINT FRANCIS | WI | Milwaukee County | Commissioned | 2024-10-10 | 2024-11-27 | #N/A
5038576 | Panel | 3.8 | 1 | WAUKESHA | WI | Waukesha County | Commissioned | 2024-10-10 | 2025-02-21 | 228 | 3585
5038674 | Panel | 6.98 | 1 | NEENAH | WI | Winnebago County | Commissioned | 2024-10-11 | 2024-12-20 | 70 | BDM2
5038776 | Panel Storage | 12 | 1 | GREENVILLE | WI | Outagamie County | Commissioned | 2024-11-08 | 2025-11-13 | 177 | UL52
5038839 | Panel | 9.5 | 1 | CAMPBELLSPORT | WI | Fond du Lac County | Commissioned | 2024-10-11 | 2024-11-22 | 27 | 1842
5038947 | Panel | 6.96 | 1 | SHEBOYGAN FALLS | WI | Sheboygan County | Commissioned | 2024-10-11 | 2025-03-11 | 167 | 4251
5038961 | Panel | 7.6 | 1 | KENOSHA | WI | Kenosha County | Commissioned | 2024-10-11 | 2025-06-30 | 312 | 6252
5038963 | Panel | 3.8 | 1 | KIMBERLY | WI | Outagamie County | Commissioned | 2024-10-11 | 2025-04-04 | 191 | PK61
5038969 | Panel | 8.96 | 1 | WATERTOWN | WI | Dodge County | Commissioned | 2024-10-14 | 2025-01-27 | 98 | 9086
5039308 | Panel | 10.47 | 1 | OCONOMOWOC | WI | Waukesha County | Commissioned | 2024-10-14 | 2024-12-18 | 261 | 2652
5039367 | Panel | 4.48 | 1 | WATERTOWN | WI | Jefferson County | Commissioned | 2024-10-14 | 2025-02-10 | 354 | 5862
5039436 | Panel | 4.18 | 1 | JACKSON | WI | Washington County | Commissioned | 2024-10-14 | 2025-01-06 | 8 | 7961
5039483 | Panel | 4.48 | 1 | WATERTOWN | WI | Jefferson County | Commissioned | 2024-10-14 | 2025-03-04 | 98 | 9075
5039507 | Panel Storage | 11.5 | 1 | MILWAUKEE | WI | Milwaukee County | Commissioned | 2024-10-14 | 2025-01-24 | 266 | 1061
5039535 | Panel | 4.48 | 1 | WATERTOWN | WI | Jefferson County | Commissioned | 2024-10-14 | 2025-02-04 | 354 | 5852
5039548 | Panel | 5.96 | 1 | MILWAUKEE | WI | Milwaukee County | Commissioned | 2024-10-14 | 2025-03-06 | 150 | 1673
5039566 | Panel | 5.12 | 1 | WATERTOWN | WI | Jefferson County | Commissioned | 2024-10-14 | 2025-03-20 | 98 | 9074
5039575 | Panel | 3.48 | 1 | MILWAUKEE | WI | Milwaukee County | Commissioned | 2024-10-14 | 2025-02-10 | 121 | 2864
5039810 | Panel | 4.48 | 1 | BAYSIDE | WI | Milwaukee County | Commissioned | 2024-10-15 | 2025-01-15 | 54 | 1491
5039827 | Panel | 7.54 | 1 | MUSKEGO | WI | Waukesha County | Commissioned | 2024-10-15 | 2025-01-31 | 288 | 3047
5039859 | Panel | 3.84 | 1 | THIENSVILLE | WI | Ozaukee County | Commissioned | 2024-10-15 | 2025-01-27 | 227 | 3954
5039910 | Panel | 7.68 | 1 | WATERTOWN | WI | Jefferson County | Commissioned | 2024-10-15 | 45729 | 98 | 9077
5039922 | Panel | 7.6 | 1 | WAUKESHA | WI | Waukesha County | Commissioned | 2024-10-15 | 2025-05-13 | 576 | 2971
5039938 | Panel | 7.68 | 1 | WATERTOWN | WI | Jefferson County | Commissioned | 2024-10-15 | 2025-03-20 | 354 | 5851
5039947 | Panel | 8.32 | 1 | PORT WASHINGTON | WI | Ozaukee County | Commissioned | 2024-10-15 | 2024-12-27 | 352 | 7651
5040088 | Panel | 5.32 | 1 | MILWAUKEE | WI | Milwaukee County | Commissioned | 2024-10-16 | 2025-02-20 | 66 | 8663
5040114 | Panel | 7.04 | 1 | WATERTOWN | WI | Jefferson County | Commissioned | 2024-10-16 | 2025-02-04 | 98 | 9074
5040167 | Panel | 6.4 | 1 | WATERTOWN | WI | Dodge County | Commissioned | 2024-10-16 | 2025-03-04 | 98 | 9084
5040183 | Panel | 14.72 | 1 | WATERTOWN | WI | Jefferson County | Commissioned | 2024-10-16 | 2025-02-13 | 98 | 9074
5040198 | Panel | 6.4 | 1 | PORT WASHINGTON | WI | Ozaukee County | Commissioned | 2024-10-16 | 2025-01-17 | 438 | Z773
5040263 | Panel | 3.84 | 1 | WATERTOWN | WI | Dodge County | Commissioned | 2024-10-16 | 2025-02-04 | 98 | 9074
5040276 | Panel | 5.76 | 1 | IRON RIDGE | WI | Dodge County | Commissioned | 2024-10-16 | 2025-02-03 | 280 | 2051
5040350 | Panel | 9.6 | 1 | MEQUON | WI | Ozaukee County | Commissioned | 2024-10-17 | 2025-01-29 | 227 | 3954
5040452 | Panel Storage | 11.5 | 1 | MENOMONEE FALLS | WI | Waukesha County | Commissioned | 2024-10-17 | 2024-12-04 | 166 | 2675
5040466 | Panel | 80 | 2 | KENOSHA | WI | Kenosha County | Commissioned | 2024-10-17 | 2025-06-24 | 182 | 9391
5040523 | Panel | 7.68 | 1 | MILWAUKEE | WI | Milwaukee County | Commissioned | 2024-10-17 | 2025-02-27 | 171 | 2363
5040545 | Panel | 5.76 | 1 | PORT WASHINGTON | WI | Ozaukee County | Commissioned | 2024-10-16 | 2025-01-17 | #N/A | #N/A
5040556 | Panel | 4.48 | 1 | WHITEFISH BAY | WI | Milwaukee County | Commissioned | 2024-10-17 | 2025-01-08 | 171 | 2352
5040577 | Panel Storage | 9.35 | 1 | HARTLAND | WI | Waukesha County | Commissioned | 2024-10-17 | 2024-12-23 | 90 | 2462
5040589 | Panel | 8.32 | 1 | GLENDALE | WI | Milwaukee County | Commissioned | 2024-10-17 | 2025-01-17 | 171 | 2353
5040605 | Panel | 11.02 | 1 | SUSSEX | WI | Waukesha County | Commissioned | 2024-10-17 | 2024-11-20 | 333 | 5486
5040625 | Panel | 5.76 | 1 | MILWAUKEE | WI | Milwaukee County | Commissioned | 2024-10-17 | 2025-01-14 | 54 | 1483
5040633 | Panel | 3.84 | 1 | HORTONVILLE | WI | Outagamie County | Commissioned | 2024-10-17 | 2024-11-08 | 4 | TN53
5040775 | Panel | 7.475 | 1 | MENOMONEE FALLS | WI | Waukesha County | Commissioned | 2024-10-18 | 2025-04-23 | 335 | 6381
5040791 | Panel | 6.825 | 1 | MENOMONEE FALLS | WI | Waukesha County | Commissioned | 2024-10-18 | 2025-07-14 | 166 | 2675
5040803 | Panel | 10.24 | 1 | WATERTOWN | WI | Dodge County | Commissioned | 2024-10-18 | 2025-02-04 | 98 | 9086
5040844 | Panel | 9.84 | 1 | EAST TROY | WI | Walworth County | Commissioned | 2024-10-18 | 2025-01-28 | 129 | 6861
5040921 | Panel | 5.76 | 1 | WATERTOWN | WI | Dodge County | Commissioned | 2024-10-18 | 2025-03-27 | 98 | 9086
5040970 | Panel | 5.7 | 1 | SAUKVILLE | WI | Ozaukee County | Commissioned | 2024-10-18 | 2024-12-09 | 364 | 9552
5040999 | Panel | 5.76 | 1 | MEQUON | WI | Ozaukee County | Commissioned | 2024-10-18 | 2025-02-04 | 334 | 4372
5041015 | Panel | 3.84 | 1 | WATERTOWN | WI | Dodge County | Commissioned | 2024-10-18 | 2025-04-07 | 98 | 9086
5041034 | Panel | 5.32 | 1 | GREENFIELD | WI | Milwaukee County | Commissioned | 2024-10-18 | 2025-01-17 | 96 | 1653
5041090 | Panel | 7.6 | 1 | ELKHORN | WI | Walworth County | Commissioned | 2024-10-18 | 2024-12-04 | 325 | 6581
5041101 | Panel | 15.2 | 1 | WATERFORD | WI | Racine County | Commissioned | 2024-10-18 | 2025-08-11 | 241 | 7389
5041114 | Panel | 6.5 | 1 | FREDONIA | WI | Ozaukee County | Commissioned | 2024-10-18 | 2025-04-25 | 364 | 9562
5041164 | Panel | 15.2 | 1 | APPLETON | WI | Outagamie County | Commissioned | 2024-10-18 | 2025-02-21 | 113 | BY64
5041286 | Panel | 4.56 | 1 | WEST ALLIS | WI | Milwaukee County | Commissioned | 2024-10-21 | 2025-09-15 | 375 | 5561
5041359 | Panel | 4.48 | 1 | WATERTOWN | WI | Jefferson County | Commissioned | 2024-10-21 | 2025-03-20 | 98 | 9074
5041384 | Panel Storage | 15 | 1 | BONDUEL | WI | Shawano County | Commissioned | 2024-10-21 | 2025-01-10 | 365 | AK52
5041566 | Panel Storage | 11.5 | 1 | PEWAUKEE | WI | Waukesha County | Commissioned | 2024-10-21 | 2025-07-08 | 125 | 3185
5041707 | Panel | 7.98 | 1 | GERMANTOWN | WI | Washington County | Commissioned | 2024-10-22 | 2025-01-27 | 166 | 2686
5041988 | Panel Storage | 13.38 | 1 | GREENFIELD | WI | Milwaukee County | Commissioned | 2024-10-22 | 45642 | 434 | 0152
5042027 | Panel Storage | 11.5 | 1 | BIG BEND | WI | Waukesha County | Commissioned | 2024-10-23 | 2025-03-21 | 445 | 2051
5042140 | Panel | 7.5 | 1 | WAUKESHA | WI | Waukesha County | Commissioned | 2024-10-23 | 2025-01-27 | 366 | 7042
5042177 | Panel | 4.35 | 1 | MILWAUKEE | WI | Milwaukee County | Commissioned | 2024-10-23 | 2025-02-20 | 87 | 6262
5042223 | Panel | 100 | 2 | PLEASANT PRAIRIE | WI | Kenosha County | Commissioned | 2024-10-23 | 2025-04-04 | 192 | 6275
5042330 | Panel Storage | 11.5 | 1 | PEWAUKEE | WI | Waukesha County | Commissioned | 2024-10-23 | 2025-04-07 | 125 | 3192
5042357 | Panel | 7.68 | 1 | LAKE MILLS | WI | Jefferson County | Commissioned | 2024-10-23 | 2025-04-03 | 174 | 6677
5042597 | Panel | 7.98 | 1 | MILWAUKEE | WI | Milwaukee County | Commissioned | 2024-10-24 | 2025-09-08 | 196 | 9561
5042634 | Panel | 7.15 | 1 | FORT ATKINSON | WI | Jefferson County | Commissioned | 2024-10-24 | 2024-12-17 | 154 | 9162
5042794 | Panel | 5.12 | 1 | HARTFORD | WI | Washington County | Commissioned | 2024-10-24 | 2025-02-06 | 286 | 8062
5042822 | Panel | 12.16 | 1 | JOHNSON CREEK | WI | Jefferson County | Commissioned | 2024-10-24 | 2025-05-14 | 174 | 6677
5042846 | Panel | 9.12 | 1 | JACKSON | WI | Washington County | Commissioned | 2024-10-24 | 2025-06-09 | 435 | 3882
5042862 | Panel | 5 | 1 | RACINE | WI | Racine County | Commissioned | 2024-10-24 | 2025-07-16 | 175 | 9861
5043009 | Panel | 5.85 | 1 | SALEM | WI | Kenosha County | Commissioned | 2024-10-25 | 2025-04-25 | 317 | 3971
5043118 | Panel Storage | 11.5 | 1 | SAINT FRANCIS | WI | Milwaukee County | Commissioned | 2024-10-25 | 2025-01-17 | 179 | 7261
5043136 | Panel | 5.32 | 1 | MILWAUKEE | WI | Milwaukee County | Commissioned | 2024-10-25 | 2025-02-04 | #N/A
5043165 | Panel | 8 | 1 | WAUKESHA | WI | Waukesha County | Commissioned | 2024-10-25 | 2025-01-30 | 228 | 3594
5043410 | Panel Storage | 13.77 | 1 | ELKHORN | WI | Walworth County | Commissioned | 2024-10-28 | 2025-03-18 | 325 | 6582
5043509 | Panel Storage | 7.6 | 1 | ELKHART LAKE | WI | Sheboygan County | Commissioned | 2024-10-28 | 2025-01-13 | 138 | 0681
5043602 | Panel | 5.76 | 1 | WATERTOWN | WI | Dodge County | Commissioned | 2024-10-28 | 2025-03-20 | 98 | 9086
5043627 | Panel | 6.46 | 1 | RANDOM LAKE | WI | Sheboygan County | Commissioned | 2024-10-28 | 2025-01-31 | 159 | 0588
5043725 | Panel | 8.36 | 1 | MILWAUKEE | WI | Milwaukee County | Commissioned | 2024-10-29 | 2025-07-18 | #N/A
5043739 | Panel | 7.6 | 1 | MENOMONEE FALLS | WI | Waukesha County | Commissioned | 2024-10-29 | 2024-12-16 | 335 | 6375
5043785 | Panel | 4.56 | 1 | MILWAUKEE | WI | Milwaukee County | Commissioned | 2024-10-29 | 2025-02-07 | 55 | 2194
5043895 | Panel | 4.94 | 1 | SOUTH MILWAUKEE | WI | Milwaukee County | Commissioned | 2024-10-29 | 2025-02-07 | 247 | 2552
5043930 | Panel | 3.84 | 1 | FORT ATKINSON | WI | Jefferson County | Commissioned | 2024-10-29 | 2025-03-28 | 153 | 8352
5043942 | Panel | 3.84 | 1 | FORT ATKINSON | WI | Jefferson County | Commissioned | 2024-10-29 | 2025-04-11 | 153 | 8355
5043959 | Panel | 8.41 | 1 | NEW BERLIN | WI | Waukesha County | Commissioned | 2024-10-29 | 2025-03-12 | 459 | 2252
5044029 | Panel | 4.56 | 1 | WAUKESHA | WI | Waukesha County | Commissioned | 2024-10-29 | 2025-02-11 | 366 | 7066
5044242 | Panel | 5.22 | 1 | NEENAH | WI | Winnebago County | Commissioned | 2024-10-30 | 2025-02-07 | 70 | BDM5
5044278 | Panel | 5.94 | 1 | KENOSHA | WI | Kenosha County | Commissioned | 2024-10-30 | 2025-02-21 | 46 | 0763
5044298 | Panel | 2.4 | 1 | WEST BEND | WI | Washington County | Commissioned | 2024-10-30 | 2025-03-06 | 34 | 1051
5044345 | Panel | 10.88 | 1 | GERMANTOWN | WI | Washington County | Commissioned | 2024-10-30 | 2025-02-06 | 166 | 2686
5044417 | Panel | 11.52 | 1 | DEERFIELD | WI | Dane County | Commissioned | 2024-10-30 | 2025-03-21 | 53 | 8791
5044579 | Panel | 6.84 | 1 | NEENAH | WI | Winnebago County | Commissioned | 2024-10-31 | 2024-12-18 | 390 | NC52
5044589 | Panel | 15.356 | 1 | GREENVILLE | WI | Outagamie County | Commissioned | 2024-10-31 | 2025-01-23 | 177 | UL61
5044606 | Panel Storage | 18.17 | 1 | NEW BERLIN | WI | Waukesha County | Commissioned | 2024-10-31 | 45688 | 59 | 7786
5044667 | Panel | 11.4 | 1 | WHITEWATER | WI | Walworth County | Commissioned | 2024-10-31 | 2024-12-16 | 384 | 4483
5044765 | Panel | 12.92 | 1 | MEQUON | WI | Ozaukee County | Commissioned | 2024-10-31 | 2025-05-21 | 227 | 3962
5045277 | Panel | 7.329 | 1 | APPLETON | WI | Outagamie County | Commissioned | 2024-10-31 | 2025-01-02 | 639 | PT51
5045532 | Panel | 5.44 | 1 | PEWAUKEE | WI | Waukesha County | Commissioned | 2024-11-01 | 2025-01-06 | 367 | 1151
5045570 | Panel | 3.84 | 1 | WATERTOWN | WI | Dodge County | Commissioned | 2024-11-04 | 2025-02-25 | 98 | 9084
5045587 | Panel | 7.04 | 1 | WATERTOWN | WI | Jefferson County | Commissioned | 2024-11-04 | 2025-06-10 | 98 | 9075
5045603 | Panel | 6.08 | 1 | HUBERTUS | WI | Washington County | Commissioned | 2024-11-04 | 2025-06-19 | 166 | 2681
5045664 | Panel | 4.875 | 1 | JOHNSON CREEK | WI | Jefferson County | Commissioned | 2024-11-04 | 2025-01-28 | 174 | 6674
5045816 | Panel Storage | 11.5 | 1 | BIG BEND | WI | Waukesha County | Commissioned | 2024-11-04 | 2025-01-08 | 445 | 2051
5045909 | Panel | 2.9 | 1 | OAK CREEK | WI | Milwaukee County | Commissioned | 2024-11-05 | 2025-02-28 | 275 | 8451
5045926 | Panel | 10.64 | 1 | NEW BERLIN | WI | Waukesha County | Commissioned | 2024-11-05 | 2025-01-06 | 59 | 7786
5045947 | Panel | 11.4 | 1 | MENOMONEE FALLS | WI | Waukesha County | Commissioned | 2024-11-05 | 2025-01-15 | 335 | 6381
5046165 | Panel | 3.8 | 1 | FORT ATKINSON | WI | Jefferson County | Commissioned | 2024-11-05 | 2025-04-17 | 154 | 9162
5046183 | Panel | 3.84 | 1 | FORT ATKINSON | WI | Jefferson County | Commissioned | 2024-11-05 | 2025-04-28 | 154 | 9162
5046188 | Panel | 8.96 | 1 | GERMANTOWN | WI | Washington County | Commissioned | 2024-11-05 | 2025-02-06 | 166 | 2686
5046197 | Panel | 3.04 | 1 | COLGATE | WI | Washington County | Commissioned | 2024-11-05 | 2025-02-04 | 455 | 4852
5046212 | Panel | 4.18 | 1 | PORT WASHINGTON | WI | Ozaukee County | Commissioned | 2024-11-05 | 2025-01-31 | 438 | Z774
5046276 | Panel | 4.18 | 1 | WEST BEND | WI | Washington County | Commissioned | 2024-11-06 | 2025-01-23 | 34 | 1062
5046308 | Panel | 5.85 | 1 | MILWAUKEE | WI | Milwaukee County | Commissioned | 2024-11-06 | 2025-03-11 | 249 | 4571
5046423 | Panel | 6.825 | 1 | FRANKLIN | WI | Milwaukee County | Commissioned | 2024-11-06 | 2025-05-28 | 463 | 7885
5046432 | Panel | 5.525 | 1 | WATERTOWN | WI | Dodge County | Commissioned | 2024-11-06 | 2025-04-07 | 98 | 9082
5046470 | Panel | 4.35 | 1 | APPLETON | WI | Outagamie County | Commissioned | 2024-11-06 | 2025-10-23 | 191 | PK53
5046485 | Panel | 5.76 | 1 | APPLETON | WI | Outagamie County | Commissioned | 2024-11-06 | 2025-01-23 | 70 | BDM6
5046583 | Panel | 8.32 | 1 | GERMANTOWN | WI | Washington County | Commissioned | 2024-11-06 | 2024-12-23 | 166 | 2686
5046673 | Panel | 27.3 | 2 | APPLETON | WI | Outagamie County | Commissioned | 2024-11-07 | 2025-01-30 | 578 | ST64
5046799 | Panel | 3.84 | 1 | WATERTOWN | WI | Dodge County | Commissioned | 2024-11-07 | 2025-03-07 | 98 | 9082
5046827 | Panel | 11.136 | 1 | MUSKEGO | WI | Waukesha County | Commissioned | 2024-11-07 | 2025-02-20 | 135 | 7192
5046905 | Panel Storage | 34.5 | 2 | ELKHART LAKE | WI | Sheboygan County | Commissioned | 2024-11-07 | 2025-02-07 | 137 | 4054
5046979 | Panel | 6.4 | 1 | GERMANTOWN | WI | Washington County | Commissioned | 2024-11-07 | 2025-01-22 | 334 | 4372
5046990 | Panel | 5.76 | 1 | WATERTOWN | WI | Jefferson County | Commissioned | 2024-11-07 | 2025-01-02 | 98 | 9075
5047045 | Panel Wind | 33.5 | 2 | SHIOCTON | WI | Outagamie County | Commissioned | 2024-11-08 | 2025-03-12 | 139 | LL83
5047298 | Panel | 4.875 | 1 | OAK CREEK | WI | Milwaukee County | Commissioned | 2024-11-08 | 2025-07-18 | 275 | 8452
5047324 | Panel | 6.175 | 1 | CUDAHY | WI | Milwaukee County | Commissioned | 2024-11-08 | 2025-04-24 | 448 | 3163
5047425 | Panel | 6.46 | 1 | RICHFIELD | WI | Washington County | Commissioned | 2024-11-11 | 2025-05-07 | 281 | 6161
5047511 | Panel | 9.12 | 1 | MILWAUKEE | WI | Milwaukee County | Commissioned | 2024-11-11 | 2025-04-22 | 249 | 4587
5047569 | Panel | 11.6 | 1 | WAUKESHA | WI | Waukesha County | Commissioned | 2024-11-11 | 2025-02-28 | 228 | 3584
5047705 | Panel Storage | 15 | 1 | EAGLE | WI | Waukesha County | Commissioned | 2024-11-11 | 2025-03-14 | 183 | 1362
5047811 | Panel Storage | 15 | 1 | MILTON | WI | Rock County | Commissioned | 2024-11-12 | 2025-01-28 | 384 | 4473
5047891 | Panel | 5.22 | 1 | CUDAHY | WI | Milwaukee County | Commissioned | 2024-11-12 | 2025-08-19 | 31 | 5182
5048311 | Panel | 240 | 3 | WAUWATOSA | WI | Milwaukee County | Commissioned | 2024-11-12 | 2025-05-30 | 470 | 9354
5048397 | Panel | 300 | 3 | WAUWATOSA | WI | Milwaukee County | Commissioned | 2024-11-13 | 2025-09-25 | 105 | 2753
5048407 | Panel | 3.9 | 1 | MUSKEGO | WI | Waukesha County | Commissioned | 2024-11-13 | 2025-03-26 | 135 | 7192
5048492 | Panel | 3.04 | 1 | BROOKFIELD | WI | Waukesha County | Commissioned | 2024-11-13 | 2025-06-06 | 105 | 2772
5048512 | Panel | 9.6 | 1 | WATERTOWN | WI | Jefferson County | Commissioned | 2024-11-13 | 2025-05-09 | 98 | 9074
5048534 | Panel | 5.39 | 1 | MILWAUKEE | WI | Milwaukee County | Commissioned | 2024-11-13 | 2025-03-10 | 171 | 2363
5048567 | Panel Storage | 30.6 | 2 | ELM GROVE | WI | Waukesha County | Commissioned | 2024-11-13 | 2025-07-15 | 391 | 8662
5048606 | Panel | 12.92 | 1 | WAUKESHA | WI | Waukesha County | Commissioned | 2024-11-13 | 2025-01-02 | 228 | 3594
5048613 | Panel | 3.8 | 1 | MILWAUKEE | WI | Milwaukee County | Commissioned | 2024-11-13 | 2025-07-07 | 59 | 7786
5048820 | Panel | 4.06 | 1 | MILWAUKEE | WI | Milwaukee County | Commissioned | 2024-11-14 | 2025-04-29 | 305 | 2852
5048897 | Panel | 12.16 | 1 | FORT ATKINSON | WI | Jefferson County | Commissioned | 2024-11-14 | 2025-05-12 | 154 | 9162
5049129 | Panel | 5 | 1 | WEYAUWEGA | WI | Waupaca County | Commissioned | 2024-11-15 | 2025-02-14 | 161 | RT63
5049137 | Panel | 8.74 | 1 | BROOKFIELD | WI | Waukesha County | Commissioned | 2024-11-15 | 2025-01-06 | 237 | 2792
5049234 | Panel | 2.925 | 1 | OAK CREEK | WI | Milwaukee County | Commissioned | 2024-11-15 | 2025-04-25 | 589 | 6582
5049326 | Panel Storage | 16.22 | 1 | NEENAH | WI | Winnebago County | Commissioned | 2024-11-15 | 2025-02-13 | 111 | MN54
5049330 | Panel | 11.517 | 1 | GREENVILLE | WI | Outagamie County | Commissioned | 2024-11-15 | 2025-01-31 | 177 | UL61
5049488 | Panel | 7.68 | 1 | WATERTOWN | WI | Jefferson County | Commissioned | 2024-11-18 | 2025-05-21 | 354 | 5861
5049515 | Panel | 3.84 | 1 | BROWN DEER | WI | Milwaukee County | Commissioned | 2024-11-18 | 2025-02-27 | 61 | 4952
5049550 | Panel | 3.84 | 1 | GERMANTOWN | WI | Washington County | Commissioned | 2024-11-18 | 2025-04-29 | 359 | 5851
5049636 | Panel | 9.772 | 1 | GRAND CHUTE | WI | Outagamie County | Commissioned | 2024-11-18 | 2025-01-27 | 20 | HL62
5049657 | Panel | 6.46 | 1 | SHOREWOOD | WI | Milwaukee County | Commissioned | 2024-11-18 | 2025-03-04 | 305 | 2861
5049690 | Panel | 6.4 | 1 | GLENDALE | WI | Milwaukee County | Commissioned | 2024-11-18 | 2025-02-10 | 450 | 1471
5049768 | Panel | 5.32 | 1 | MILWAUKEE | WI | Milwaukee County | Commissioned | 2024-11-18 | 2025-02-05 | 202 | 3282
5049821 | Panel | 7.6 | 1 | PEWAUKEE | WI | Waukesha County | Commissioned | 2024-11-18 | 2025-03-24 | 103 | 2876
5049928 | Panel | 9.516 | 1 | JACKSON | WI | Washington County | Commissioned | 2024-11-19 | 2025-06-06 | 435 | 3873
5049947 | Panel | 9.048 | 1 | MILWAUKEE | WI | Milwaukee County | Commissioned | 2024-11-19 | 2025-01-28 | 55 | 2186
5049958 | Panel Storage | 8.48 | 1 | MILWAUKEE | WI | Milwaukee County | Commissioned | 2024-11-19 | 2025-06-17 | 305 | 2852
5049982 | Panel | 5.85 | 1 | OAK CREEK | WI | Milwaukee County | Commissioned | 2024-11-19 | 2025-08-20 | 275 | 8444
5049998 | Panel | 21.66 | 2 | DELAVAN | WI | Walworth County | Commissioned | 2024-11-19 | 2025-02-17 | 456 | 7162
5050063 | Panel | 10.15 | 1 | MILWAUKEE | WI | Milwaukee County | Commissioned | 2024-11-19 | 2025-02-07 | 54 | 1494
5050096 | Panel | 3.84 | 1 | MILWAUKEE | WI | Milwaukee County | Commissioned | 2024-11-19 | 2025-02-07 | 450 | 1478
5050114 | Panel | 10.26 | 1 | WAUWATOSA | WI | Milwaukee County | Commissioned | 2024-11-19 | 45695 | 249 | 4592
5050338 | Panel | 5.51 | 1 | BROOKFIELD | WI | Waukesha County | Commissioned | 2024-11-20 | 2025-01-02 | 105 | 2772
5050703 | Panel | 8.32 | 1 | GERMANTOWN | WI | Washington County | Commissioned | 2024-11-21 | 2024-12-30 | 227 | 3962
5050745 | Panel Storage | 33.43 | 2 | MUKWONAGO | WI | Waukesha County | Commissioned | 2024-11-21 | 2025-06-05 | 241 | 7386
5050842 | Panel | 5.2 | 1 | RACINE | WI | Racine County | Commissioned | 2024-11-21 | 2025-04-23 | 291 | 8554
5050854 | Panel | 8.96 | 1 | FORT ATKINSON | WI | Jefferson County | Commissioned | 2024-11-21 | 2025-06-23 | 153 | 8362
5050958 | Panel | 3.6 | 1 | MILWAUKEE | WI | Milwaukee County | Commissioned | 2024-11-21 | 2025-03-06 | 256 | 4663
5050969 | Panel | 3.8 | 1 | RACINE | WI | Racine County | Commissioned | 2024-11-21 | 2025-04-29 | 89 | 5553
5051031 | Panel | 7.6 | 1 | MILWAUKEE | WI | Milwaukee County | Commissioned | 2024-11-22 | 2025-01-28 | 375 | 5553
5051032 | Panel | 5.685 | 1 | PALMYRA | WI | Jefferson County | Commissioned | 2024-11-22 | 2025-03-25 | 268 | 4151
5051248 | Panel | 7.68 | 1 | HARTLAND | WI | Waukesha County | Commissioned | 2024-11-22 | 2025-04-28 | 30 | 6182
5051319 | Panel | 8.36 | 1 | BROOKFIELD | WI | Waukesha County | Commissioned | 2024-11-22 | 2025-03-17 | 237 | 2784
5051368 | Panel | 4.55 | 1 | MOUNT PLEASANT | WI | Racine County | Commissioned | 2024-11-22 | 2025-05-05 | 314 | 5782
5051422 | Panel | 7.8 | 1 | OAK CREEK | WI | Milwaukee County | Commissioned | 2024-11-22 | 2025-04-07 | 55 | 2191
5051695 | Panel | 5 | 1 | RACINE | WI | Racine County | Commissioned | 2024-11-25 | 2025-03-21 | 175 | 9862
5051808 | Panel Storage | 11.5 | 1 | KENOSHA | WI | Kenosha County | Commissioned | 2024-11-25 | 2025-04-01 | 182 | 9372
5051857 | Panel | 6.825 | 1 | WEST BEND | WI | Washington County | Commissioned | 2024-11-25 | 2025-05-02 | 34 | 1052
5051876 | Panel | 7.98 | 1 | BIG BEND | WI | Waukesha County | Commissioned | 2024-11-25 | 2025-03-07 | 445 | 2051
5051891 | Panel | 3.04 | 1 | MILWAUKEE | WI | Milwaukee County | Commissioned | 2024-11-25 | 2025-07-24 | 202 | 3271
5051900 | Panel Storage | 15 | 1 | BONDUEL | WI | Shawano County | Commissioned | 2024-11-25 | 2025-02-20 | 365 | AK51
5051950 | Panel | 4.872 | 1 | MILWAUKEE | WI | Milwaukee County | Commissioned | 2024-11-26 | 2025-02-03 | 55 | 2186
5051959 | Panel | 3.25 | 1 | OAK CREEK | WI | Milwaukee County | Commissioned | 2024-11-26 | 2025-07-02 | 275 | 8444
5052048 | Panel Storage | 32.57 | 2 | NASHOTAH | WI | Waukesha County | Commissioned | 2024-11-26 | 2025-06-30 | 90 | 2461
5052136 | Panel | 2.925 | 1 | WATERTOWN | WI | Dodge County | Commissioned | 2024-11-26 | 2025-08-21 | 98 | 9084
5052192 | Panel | 11.05 | 1 | MOUNT PLEASANT | WI | Racine County | Commissioned | 2024-11-26 | 2025-07-31 | 314 | 5782
5052397 | Panel | 6.4 | 1 | MILWAUKEE | WI | Milwaukee County | Commissioned | 2024-11-27 | 2025-02-21 | 450 | 1478
5052471 | Panel | 10 | 1 | WAUWATOSA | WI | Milwaukee County | Commissioned | 2024-11-27 | 2025-06-23 | 105 | 2753
5053015 | Panel | 6.08 | 1 | WHITEWATER | WI | Walworth County | Commissioned | 2024-12-02 | 2025-04-11 | 456 | 7151
5053220 | Panel | 6.38 | 1 | WAUKESHA | WI | Waukesha County | Commissioned | 2024-12-02 | 2025-03-26 | 165 | 4761
5053342 | Panel | 6.08 | 1 | APPLETON | WI | Outagamie County | Commissioned | 2024-12-03 | 2025-02-04 | 353 | IN51
5053367 | Panel | 5.12 | 1 | BAYSIDE | WI | Milwaukee County | Commissioned | 2024-12-03 | 2025-02-19 | 54 | 1491
5053395 | Panel | 4.875 | 1 | SUSSEX | WI | Waukesha County | Commissioned | 2024-12-03 | 2025-04-08 | 333 | 5482
5053514 | Panel | 10.052 | 1 | SHERWOOD | WI | Calumet County | Commissioned | 2024-12-04 | 2025-02-06 | 425 | CL54
5053771 | Panel | 3.19 | 1 | MILWAUKEE | WI | Milwaukee County | Commissioned | 2024-12-04 | 2025-04-21 | #N/A
5053804 | Panel | 3.9 | 1 | SHOREWOOD | WI | Milwaukee County | Commissioned | 2024-12-04 | 2025-04-17 | 305 | 2862
5053818 | Panel | 7.98 | 1 | MILWAUKEE | WI | Milwaukee County | Commissioned | 2024-12-04 | 2025-03-26 | 179 | 7261
5053832 | Panel | 9.425 | 1 | MOUNT PLEASANT | WI | Racine County | Commissioned | 2024-12-04 | 2025-09-12 | 304 | 8373
5054108 | Panel | 7.245 | 1 | BROOKFIELD | WI |  | Commissioned | 2024-12-05 | 2025-08-29 | 391 | 8651
5054159 | Panel | 4.414 | 1 | BROOKFIELD | WI | Waukesha County | Commissioned | 2024-12-05 | 2025-01-16 | 164 | 7964
5054241 | Panel | 12.35 | 1 | BRISTOL | WI | Kenosha County | Commissioned | 2024-12-06 | 2025-10-31 | 317 | 3981
5054262 | Panel | 5.51 | 1 | BROWN DEER | WI | Milwaukee County | Commissioned | 2024-12-06 | 2025-04-14 | #N/A | #N/A
5054399 | Panel | 6.59 | 1 | RACINE | WI | Racine County | Commissioned | 2024-12-06 | 2025-04-29 | 421 | 5142
5054413 | Panel | 11.517 | 1 | OAK CREEK | WI | Milwaukee County | Commissioned | 2024-12-06 | 2025-02-07 | 589 | 6581
5054466 | Panel | 5.22 | 1 | WAUKESHA | WI | Waukesha County | Commissioned | 2024-12-06 | 2025-09-23 | 228 | 3584
5054495 | Panel | 9.5 | 1 | BROOKFIELD | WI | Waukesha County | Commissioned | 2024-12-06 | 2025-04-11 | 237 | 2792
5054507 | Panel Storage | 11.5 | 1 | FRANKLIN | WI | Milwaukee County | Commissioned | 2024-12-06 | 2025-05-28 | 463 | 7885
5054771 | Panel | 3.285 | 1 | MILWAUKEE | WI | Milwaukee County | Commissioned | 2024-12-09 | 2025-04-28 | #N/A
5054879 | Panel | 5.985 | 1 | MILWAUKEE | WI | Milwaukee County | Commissioned | 2024-12-09 | 2025-03-07 | 87 | 6263
5054927 | Panel | 4.06 | 1 | MILWAUKEE | WI | Milwaukee County | Commissioned | 2024-12-09 | 2025-03-05 | #N/A | #N/A
5055098 | Panel | 5.76 | 1 | SHOREWOOD | WI | Milwaukee County | Commissioned | 2024-12-10 | 2025-05-09 | 305 | 2861
5055177 | Panel | 4.94 | 1 | OAK CREEK | WI | Milwaukee County | Commissioned | 2024-12-10 | 2025-06-13 | 275 | 8452
5055204 | Panel | 6 | 1 | FREDONIA | WI | Ozaukee County | Commissioned | 2024-12-09 | 2025-03-28 | 364 | 9551
5055261 | Panel | 5.12 | 1 | MARSHALL | WI | Dane County | Commissioned | 2024-12-10 | 2025-04-16 | 53 | 8792
5055268 | Panel Storage | 11.5 | 1 | WHITEWATER | WI | Walworth County | Commissioned | 2024-12-10 | 2025-05-27 | 384 | 4474
5055618 | Panel | 3.77 | 1 | MILWAUKEE | WI | Milwaukee County | Commissioned | 2024-12-11 | 2025-04-08 | 76 | 8752
5055791 | Panel | 9.28 | 1 | MILWAUKEE | WI | Milwaukee County | Commissioned | 2024-12-12 | 2025-02-21 | 61 | 4953
5055873 | Storage | 23 | 2 | KENOSHA | WI | Kenosha County | Commissioned | 2024-12-12 | 2025-03-26 | 314 | 5771
5055902 | Panel Storage | 31.376 | 2 | FREEDOM | WI |  | Commissioned | 2024-12-12 | 2025-02-03 | 20 | HL61
5055942 | Panel | 3.84 | 1 | SHOREWOOD | WI | Milwaukee County | Commissioned | 2024-12-12 | 2025-03-10 | 305 | 2873
5055956 | Panel | 7.22 | 1 | MILWAUKEE | WI | Milwaukee County | Commissioned | 2024-12-12 | 2025-04-28 | 404 | 3473
5056099 | Panel | 6.613 | 1 | MILWAUKEE | WI | Milwaukee County | Commissioned | 2024-12-13 | 2025-04-24 | 55 | 2186
5056133 | Panel | 6.08 | 1 | WAUKESHA | WI | Waukesha County | Commissioned | 2024-12-13 | 45772 | 228 | 3585
5056153 | Panel | 9.1 | 1 | MILWAUKEE | WI | Milwaukee County | Commissioned | 2024-12-13 | 2025-04-22 | #N/A
5056722 | Panel | 6.98 | 1 | APPLETON | WI | Outagamie County | Commissioned | 2024-12-16 | 2025-02-20 | 191 | PK64
5056772 | Panel | 7.68 | 1 | DELAVAN | WI | Walworth County | Commissioned | 2024-12-16 | 2025-06-04 | 456 | 7162
5056794 | Panel | 4.608 | 1 | NEENAH | WI | Winnebago County | Commissioned | 2024-12-16 | 2025-03-10 | 57 | GW61
5057036 | Panel | 3.48 | 1 | MILWAUKEE | WI | Milwaukee County | Commissioned | 2024-12-17 | 2025-04-28 | 415 | 7461
5057622 | Panel | 7.296 | 1 | MEQUON | WI | Ozaukee County | Commissioned | 2024-12-18 | 2025-02-24 | 227 | 3954
5057650 | Panel | 50 | 2 | SAUKVILLE | WI | Ozaukee County | Commissioned | 2024-12-18 | 2025-05-09 | 387 | 1951
5057749 | Panel | 30.368 | 2 | CLEVELAND | WI | Manitowoc County | Commissioned | 2024-12-19 | 2025-04-25 | 137 | 4041
5057886 | Panel | 6.08 | 1 | MILWAUKEE | WI | Milwaukee County | Commissioned | 2024-12-19 | 2025-05-09 | 305 | 2852
5057901 | Panel | 4.18 | 1 | MILWAUKEE | WI | Milwaukee County | Commissioned | 2024-12-19 | 2025-03-06 | 202 | 3271
5057935 | Panel | 4.18 | 1 | MILWAUKEE | WI | Milwaukee County | Commissioned | 2024-12-19 | 2025-03-19 | 305 | 2874
5058059 | Panel | 120 | 2 | KENOSHA | WI | Kenosha County | Commissioned | 2024-12-20 | 2025-08-21 | 13 | 3143
5058232 | Panel Storage | 16.42 | 1 | PEWAUKEE | WI | Waukesha County | Commissioned | 2024-12-20 | 2025-08-15 | 125 | 3185
5058317 | Panel | 10 | 1 | RACINE | WI | Racine County | Commissioned | 2024-12-23 | 2025-08-06 | 143 | 1462
5058348 | Panel | 20 | 1 | WAUWATOSA | WI | Milwaukee County | Commissioned | 2024-12-23 | 2025-02-28 | 69 | 3753
5058365 | Panel | 7.6 | 1 | WEST BEND | WI | Washington County | Commissioned | 2024-12-23 | 2025-05-23 | 33 | 9786
5058437 | Panel Storage | 19.896 | 1 | SUSSEX | WI | Waukesha County | Commissioned | 2024-12-23 | 2025-03-17 | 333 | 5496
5058742 | Panel | 7.6 | 1 | KENOSHA | WI | Kenosha County | Commissioned | 2024-12-26 | 2025-02-20 | 312 | 6261
5058848 | Panel Storage | 11.5 | 1 | RACINE | WI | Racine County | Commissioned | 2024-12-26 | 2025-03-06 | 291 | 8565
5058867 | Panel | 7.6 | 1 | MILWAUKEE | WI | Milwaukee County | Commissioned | 2024-12-26 | 2025-08-27 | 96 | 1661
5059138 | Panel | 50 | 2 | SHERWOOD | WI | Calumet County | Commissioned | 2024-12-27 | 2025-04-23 | 425 | CL54
5059455 | Panel | 3.52 | 1 | MOUNT PLEASANT | WI | Racine County | Commissioned | 2024-12-30 | 2025-07-03 | 304 | 8373
5059548 | Panel | 4.18 | 1 | NEW BERLIN | WI | Waukesha County | Commissioned | 2024-12-30 | 2025-03-25 | 59 | 7786
5059805 | Panel | 120 | 2 | MENOMONEE FALLS | WI | Waukesha County | Commissioned | 2025-01-02 | 2025-06-25 | 69 | 3743
5059884 | Panel | 7.6 | 1 | FREMONT | WI | Waupaca County | Commissioned | 2025-01-02 | 2025-06-03 | 112 | DAL2
5059951 | Panel | 10 | 1 | HORTONVILLE | WI | Outagamie County | Commissioned | 2025-01-02 | 2025-05-23 | 177 | UL63
5059966 | Panel Storage | 11.5 | 1 | GREENDALE | WI | Milwaukee County | Commissioned | 2025-01-02 | 2025-03-10 | 96 | 1662
5059978 | Panel | 10.075 | 1 | FOX POINT | WI | Milwaukee County | Commissioned | 2025-01-02 | 2025-03-13 | 54 | 1483
5059987 | Panel | 11.4 | 1 | CEDARBURG | WI | Ozaukee County | Commissioned | 2025-01-02 | 2025-02-27 | 91 | 5151
5059989 | Panel | 3.8 | 1 | MILWAUKEE | WI | Milwaukee County | Commissioned | 2025-01-02 | 2025-07-17 | 249 | 4597
5060003 | Panel Storage | 18.745 | 1 | HARTFORD | WI | Washington County | Commissioned | 2025-01-03 | 2025-06-20 | 286 | 8063
5060045 | Panel | 9.216 | 1 | WAUWATOSA | WI | Milwaukee County | Commissioned | 2025-01-03 | 2025-03-26 | 105 | 2753
5060154 | Panel | 7.6 | 1 | BAYSIDE | WI | Milwaukee County | Commissioned | 2025-01-03 | 2025-08-05 | 311 | 3574
5060241 | Panel | 18.92 | 1 | SALEM | WI | Kenosha County | Commissioned | 2025-01-03 | 2025-04-03 | 317 | 3974
5060395 | Panel | 15.661 | 1 | CUDAHY | WI | Milwaukee County | Commissioned | 2025-01-06 | 2025-04-23 | 448 | 3153
5060439 | Panel | 4.64 | 1 | MILWAUKEE | WI | Milwaukee County | Commissioned | 2025-01-06 | 2025-07-08 | 375 | 5562
5060901 | Panel | 3.84 | 1 | GRAFTON | WI | Ozaukee County | Commissioned | 2025-01-07 | 2025-05-06 | 438 | Z774
5061229 | Panel | 5.12 | 1 | MENOMONEE FALLS | WI | Waukesha County | Commissioned | 2025-01-08 | 2025-05-30 | 335 | 6382
5061256 | Panel | 8.12 | 1 | ELM GROVE | WI | Waukesha County | Commissioned | 2025-01-08 | 2025-03-27 | 60 | 2851
5061473 | Panel Storage | 12.98 | 1 | BELGIUM | WI | Ozaukee County | Commissioned | 2025-01-09 | 45974 | 41 | 2261
5061563 | Panel | 8.36 | 1 | CAMPBELLSPORT | WI | Fond du Lac County | Commissioned | 2025-01-09 | 2025-03-03 | 27 | 1841
5061654 | Panel | 7.6 | 1 | FLORENCE | WI | Florence County | Commissioned | 2025-01-09 | 2025-05-19 | 24 | RM62
5061726 | Panel | 3.8 | 1 | OAK CREEK | WI | Milwaukee County | Commissioned | 2025-01-09 | 2025-05-09 | 55 | 2191
5061762 | Panel Wind Storage | 27 | 2 | HARTLAND | WI | Waukesha County | Commissioned | 2025-01-09 | 2025-11-17 | 30 | 6172
5061783 | Panel Storage | 23 | 2 | BURLINGTON | WI | Racine County | Commissioned | 2025-01-09 | 2025-07-22 | 67 | 1144
5062008 | Panel | 16 | 1 | MEQUON | WI | Ozaukee County | Commissioned | 2025-01-10 | 2025-05-23 | 227 | 3954
5062130 | Panel | 14.625 | 1 | BROOKFIELD | WI | Waukesha County | Commissioned | 2025-01-10 | 2025-09-19 | 237 | 2792
5062148 | Panel | 3.52 | 1 | WEST BEND | WI | Washington County | Commissioned | 2025-01-10 | 2025-08-28 | 282 | 6062
5062517 | Panel Storage | 16.225 | 1 | WATERTOWN | WI | Jefferson County | Commissioned | 2025-01-13 | 2025-05-12 | 98 | 9077
5062791 | Panel | 16.82 | 1 | BAYSIDE | WI | Milwaukee County | Commissioned | 2025-01-14 | 2025-03-12 | 54 | 1482
5063430 | Panel Storage | 11.5 | 1 | MUSKEGO | WI | Waukesha County | Commissioned | 2025-01-16 | 2025-03-20 | 288 | 3047
5063563 | Panel | 30 | 2 | BAYSIDE | WI | Milwaukee County | Commissioned | 2025-01-16 | 2025-06-05 | 54 | 1493
5063575 | Panel | 4.56 | 1 | MILWAUKEE | WI | Milwaukee County | Commissioned | 2025-01-16 | 2025-06-17 | 152 | 6173
5063666 | Panel | 3.84 | 1 | SHOREWOOD | WI | Milwaukee County | Commissioned | 2025-01-17 | 2025-03-19 | 305 | 2873
5063685 | Panel | 6.09 | 1 | BROOKFIELD | WI | Waukesha County | Commissioned | 2025-01-17 | 2025-03-14 | 391 | 8651
5063703 | Panel | 10.64 | 1 | KENOSHA | WI | Kenosha County | Commissioned | 2025-01-17 | 2025-04-30 | 314 | 5774
5063727 | Storage | 11.5 | 1 | MEQUON | WI | Ozaukee County | Commissioned | 2025-01-17 | 2025-04-29 | 227 | 3962
5063928 | Panel | 300 | 3 | ADELL | WI | Sheboygan County | Commissioned | 2025-01-17 | 2025-05-30 | 27 | 1842
5063983 | Panel | 14.08 | 1 | GREENFIELD | WI | Milwaukee County | Commissioned | 2025-01-20 | 2025-05-22 | 96 | 1651
5064005 | Panel | 6.4 | 1 | MUKWONAGO | WI | Waukesha County | Commissioned | 2025-01-20 | 2025-02-28 | 241 | 7386
5064054 | Panel | 5.44 | 1 | OAK CREEK | WI | Milwaukee County | Commissioned | 2025-01-20 | 2025-08-01 | 275 | 8444
5064086 | Panel | 4.8 | 1 | WEST BEND | WI | Washington County | Commissioned | 2025-01-18 | 2025-04-15 | 33 | 9798
5064108 | Panel | 6.08 | 1 | WAUKESHA | WI | Waukesha County | Commissioned | 2025-01-20 | 2025-03-31 | 254 | 5251
5064189 | Panel | 6.84 | 1 | KENOSHA | WI | Kenosha County | Commissioned | 2025-01-20 | 2025-03-10 | 182 | 9381
5064338 | Panel | 11.02 | 1 | MILWAUKEE | WI | Milwaukee County | Commissioned | 2025-01-21 | 2025-04-28 | #N/A
5064454 | Panel | 4.48 | 1 | GERMANTOWN | WI | Washington County | Commissioned | 2025-01-21 | 2025-03-04 | 227 | 3962
5064463 | Panel | 12.8 | 1 | EAGLE | WI | Waukesha County | Commissioned | 2025-01-21 | 2025-04-03 | 127 | 3761
5064621 | Panel | 7.04 | 1 | EAGLE | WI | Waukesha County | Commissioned | 2025-01-22 | 2025-04-25 | 127 | 3762
5064748 | Panel | 45.6 | 2 | FRANKLIN | WI | Milwaukee County | Commissioned | 2025-01-22 | 2025-10-21 | 288 | 3051
5064802 | Panel | 100 | 2 | FRANKLIN | WI | Milwaukee County | Commissioned | 2025-01-22 | 2025-05-29 | 288 | 3051
5064818 | Panel | 5 | 1 | RACINE | WI | Racine County | Commissioned | 2025-01-22 | 2025-08-14 | 421 | 5145
5064915 | Panel | 7.36 | 1 | KENOSHA | WI | Kenosha County | Commissioned | 2025-01-22 | 2025-06-27 | 317 | 3982
5064949 | Panel | 8.96 | 1 | MARSHALL | WI | Dane County | Commissioned | 2025-01-23 | 2025-05-01 | 53 | 8792
5065041 | Panel | 10.24 | 1 | MUKWONAGO | WI | Waukesha County | Commissioned | 2025-01-23 | 2025-02-28 | 241 | 7386
5065084 | Panel | 3.574 | 1 | CUDAHY | WI | Milwaukee County | Commissioned | 2025-01-23 | 2025-07-18 | 448 | 3151
5065177 | Panel | 3.48 | 1 | RANDOM LAKE | WI | Sheboygan County | Commissioned | 2025-01-23 | 2025-04-21 | 1 | 6481
5065239 | Panel | 6.4 | 1 | SHOREWOOD | WI | Milwaukee County | Commissioned | 2025-01-23 | 2025-05-16 | 305 | 2862
5065302 | Panel | 7.68 | 1 | EAGLE | WI | Waukesha County | Commissioned | 2025-01-24 | 2025-04-08 | 241 | 7376
5065398 | Panel | 6.595 | 1 | WATERTOWN | WI | Jefferson County | Commissioned | 2025-01-24 | 2025-07-31 | 98 | 9082
5065428 | Panel | 5.917 | 1 | MILWAUKEE | WI | Milwaukee County | Commissioned | 2025-01-24 | 2025-05-09 | 150 | 1652
5065449 | Panel | 11.02 | 1 | FRANKLIN | WI | Milwaukee County | Commissioned | 2025-01-24 | 2025-03-21 | 288 | 3047
5065457 | Panel | 8.32 | 1 | THIENSVILLE | WI | Ozaukee County | Commissioned | 2025-01-24 | 2025-03-26 | 227 | 3963
5065477 | Panel | 5.76 | 1 | GERMANTOWN | WI | Washington County | Commissioned | 2025-01-24 | 2025-03-20 | 166 | 2686
5065517 | Panel | 8.32 | 1 | MARSHALL | WI | Dane County | Commissioned | 2025-01-24 | 2025-05-05 | 53 | 8792
5065602 | Panel Storage | 11.5 | 1 | PEWAUKEE | WI | Waukesha County | Commissioned | 2025-01-27 | 2025-05-22 | 103 | 2888
5065636 | Panel | 50 | 2 | MILWAUKEE | WI | Milwaukee County | Commissioned | 2025-01-27 | 2025-07-18 | 423 | 9451
5065696 | Panel Storage | 7.6 | 1 | PLEASANT PRAIRIE | WI | Kenosha County | Commissioned | 2025-01-27 | 2025-06-27 | 577 | 7472
5065730 | Panel | 7.6 | 1 | SHOREWOOD | WI | Milwaukee County | Commissioned | 2025-01-27 | 2025-05-06 | 305 | 2873
5065759 | Panel | 4.94 | 1 | MILWAUKEE | WI | Milwaukee County | Commissioned | 2025-01-27 | 2025-07-16 | 407 | 9261
5065796 | Panel | 200 | 2 | MILWAUKEE | WI | Milwaukee County | Commissioned | 2025-01-27 | 2025-05-07 | 201 | 1355
5065847 | Panel | 3.2 | 1 | MILWAUKEE | WI | Milwaukee County | Commissioned | 2025-01-27 | 2025-07-21 | 117 | 0763
5065945 | Panel | 8.74 | 1 | SOUTH MILWAUKEE | WI | Milwaukee County | Commissioned | 2025-01-27 | 2025-07-02 | 298 | 4552
5065967 | Panel | 5.584 | 1 | MILWAUKEE | WI | Milwaukee County | Commissioned | 2025-01-27 | 2025-07-28 | 434 | 0152
5065981 | Panel | 11.4 | 1 | KEWAUSKUM | WI | Washington County | Commissioned | 2025-01-27 | 2025-10-28 | 33 | 9787
5066001 | Storage | 11.52 | 1 | DARIEN | WI | Walworth County | Commissioned | 2025-01-27 | 2025-07-07 | 456 | 7162
5066014 | Panel | 3.84 | 1 | MUSKEGO | WI | Waukesha County | Commissioned | 2025-01-27 | 2025-05-12 | 288 | 3043
5066049 | Panel | 3.8 | 1 | RACINE | WI | Racine County | Commissioned | 2025-01-28 | 2025-07-24 | 89 | 5563
5066057 | Panel | 13.12 | 1 | MENOMONEE FALLS | WI | Waukesha County | Commissioned | 2025-01-28 | 2025-05-15 | 335 | 6382
5066095 | Panel | 3.84 | 1 | MILWAUKEE | WI | Milwaukee County | Commissioned | 2025-01-28 | 2025-06-23 | 76 | 8751
5066113 | Panel | 10.819 | 1 | GREENVILLE | WI | Outagamie County | Commissioned | 2025-01-28 | 2025-03-03 | 177 | UL61
5066170 | Panel | 7.68 | 1 | MILWAUKEE | WI | Milwaukee County | Commissioned | 2025-01-28 | 2025-06-03 | 305 | 2873
5066192 | Panel | 6.84 | 1 | RACINE | WI | Racine County | Commissioned | 2025-01-28 | 2025-06-12 | 291 | 8561
5066208 | Panel Storage | 11.5 | 1 | GREENVILLE | WI | Outagamie County | Commissioned | 2025-01-28 | 45734 | 177 | UL52
5066228 | Panel Storage | 23 | 2 | MENASHA | WI | Winnebago County | Commissioned | 2025-01-28 | 2025-04-01 | 92 | LS73
5066654 | Panel | 6.46 | 1 | GERMANTOWN | WI | Washington County | Commissioned | 2025-01-29 | 2025-07-16 | 166 | 2686
5066687 | Panel | 10.15 | 1 | BROOKFIELD | WI | Waukesha County | Commissioned | 2025-01-29 | 2025-03-18 | 164 | 7971
5066714 | Panel Storage | 11.5 | 1 | MENOMONEE FALLS | WI | Waukesha County | Commissioned | 2025-01-29 | 2025-07-15 | 335 | 6375
5067760 | Panel Storage | 80.947 | 2 | CASCADE | WI | Sheboygan County | Commissioned | 2025-01-30 | 2025-06-16 | 207 | 3794
5068008 | Panel Storage | 40.3 | 2 | MUSKEGO | WI | Waukesha County | Commissioned | 2025-01-30 | 2025-11-10 | 288 | 3047
5068084 | Panel Storage | 21.272 | 2 | WEST BEND | WI | Washington County | Commissioned | 2025-01-30 | 2025-07-08 | 33 | 9786
5068170 | Panel Storage | 13.77 | 1 | MILWAUKEE | WI | Milwaukee County | Commissioned | 2025-01-30 | 45898 | 404 | 3473
5068459 | Panel | 4.27 | 1 | KENOSHA | WI | Kenosha County | Commissioned | 2025-01-31 | 45782 | 14 | 8563
5068903 | Panel Storage | 17.045 | 1 | MOUNT PLEASANT | WI | Racine County | Commissioned | 2025-02-03 | 2025-06-05 | 314 | 5782
5069059 | Panel | 6.4 | 1 | EAGLE | WI | Waukesha County | Commissioned | 2025-02-03 | 2025-04-17 | 127 | 3762
5069100 | Panel | 3.49 | 1 | MILWAUKEE | WI | Milwaukee County | Commissioned | 2025-02-03 | 2025-09-10 | 305 | 2873
5069170 | Panel | 6.72 | 1 | GREENDALE | WI | Milwaukee County | Commissioned | 2025-02-03 | 2025-07-10 | 288 | 3045
5069437 | Panel | 8.74 | 1 | OOSTBURG | WI | Sheboygan County | Commissioned | 2025-02-04 | 2025-05-19 | 1 | 6471
5069508 | Panel Storage | 13.612 | 1 | APPLETON | WI | Outagamie County | Commissioned | 2025-02-04 | 2025-08-06 | 251 | OR64
5069529 | Panel | 5 | 1 | MILWAUKEE | WI | Milwaukee County | Commissioned | 2025-02-04 | 2025-07-16 | 152 | 6151
5069605 | Panel Storage | 24 | 2 | CAMPBELLSPORT | WI | Fond du Lac County | Commissioned | 2025-02-05 | 2025-05-05 | 27 | 1851
5069866 | Panel | 4.35 | 1 | MILWAUKEE | WI | Milwaukee County | Commissioned | 2025-02-05 | 2025-05-05 | 423 | 9452
5069883 | Panel | 117.3 | 2 | BAYSIDE | WI | Milwaukee County | Commissioned | 2025-02-05 | 2025-07-11 | 54 | 1402
5069933 | Panel | 5.76 | 1 | SHOREWOOD | WI | Milwaukee County | Commissioned | 2025-02-06 | 2025-06-23 | 305 | 2861
5069970 | Panel | 7.6 | 1 | WEST BEND | WI | Washington County | Commissioned | 2025-02-06 | 2025-09-05 | 34 | 1062
5070030 | Panel | 15.2 | 1 | KIEL | WI | Manitowoc County | Commissioned | 2025-02-06 | 2025-06-04 | 137 | 4054
5070250 | Panel | 4.8 | 1 | NEW BERLIN | WI | Waukesha County | Commissioned | 2025-02-06 | 2025-06-03 | 329 | 2451
5070498 | Panel | 7.04 | 1 | WAUKESHA | WI | Waukesha County | Commissioned | 2025-02-06 | 2025-09-29 | 228 | 3584
5070514 | Panel | 6.84 | 1 | MILWAUKEE | WI | Milwaukee County | Commissioned | 2025-02-06 | 2025-06-24 | 236 | 3554
5070514 | Panel | 4.18 | 1 | MILWAUKEE | WI | Milwaukee County | Commissioned | 2025-02-06 | 2025-06-24 | 236 | 3554
5070565 | Panel | 67.3 | 2 | PORT WASHINGTON | WI | Ozaukee County | Commissioned | 2025-02-06 | 2025-09-15 | 352 | 7662
5070645 | Panel | 120 | 2 | PORT WASHINGTON | WI | Ozaukee County | Commissioned | 2025-02-07 | 2025-08-11 | 438 | Z781
5070683 | Panel | 4.64 | 1 | MILWAUKEE | WI | Milwaukee County | Commissioned | 2025-02-07 | 2025-07-31 | 415 | 7461
5070695 | Panel | 8.064 | 1 | SALEM | WI | Kenosha County | Commissioned | 2025-02-07 | 2025-04-23 | 317 | 3974
5070930 | Panel | 8.32 | 1 | SUSSEX | WI | Waukesha County | Commissioned | 2025-02-07 | 2025-04-11 | 333 | 5482
5071120 | Panel | 13.96 | 1 | NEENAH | WI | Winnebago County | Commissioned | 2025-02-10 | 2025-04-14 | 57 | GW52
5071351 | Panel | 4.06 | 1 | GERMANTOWN | WI | Washington County | Commissioned | 2025-02-10 | 2025-06-09 | 213 | 5382
5071390 | Panel | 8.32 | 1 | HARTLAND | WI | Waukesha County | Commissioned | 2025-02-10 | 2025-06-02 | 103 | 2888
5071423 | Panel | 3.84 | 1 | SUSSEX | WI | Waukesha County | Commissioned | 2025-02-10 | 2025-05-05 | 333 | 5496
5071468 | Panel Storage | 20.08 | 2 | OCONOMOWOC | WI |  | Commissioned | 2025-02-10 | 2025-06-20 | 30 | 6172
5071510 | Panel Storage | 19.28 | 1 | UNION GROVE | WI | Racine County | Commissioned | 2025-02-10 | 2025-07-18 | 269 | 8993
5071562 | Panel | 16.128 | 1 | MILWAUKEE | WI | Milwaukee County | Commissioned | 2025-02-11 | 2025-07-08 | 256 | 4652
5071634 | Panel | 375 | 3 | WATERTOWN | WI | Jefferson County | Commissioned | 2025-02-11 | 2025-10-21 | 98 | 9077
5071640 | Panel Storage | 11.5 | 1 | MEQUON | WI | Ozaukee County | Commissioned | 2025-02-11 | 2025-05-22 | 120 | 2453
5071814 | Panel | 5.32 | 1 | SHOREWOOD | WI | Milwaukee County | Commissioned | 2025-02-11 | 2025-05-16 | 305 | 2862
5071851 | Panel Storage | 5 | 1 | SLINGER | WI | Washington County | Commissioned | 2025-02-11 | 2025-04-17 | 287 | 9082
5071868 | Panel Storage | 37.82 | 2 | JACKSON | WI | Washington County | Commissioned | 2025-02-11 | 2025-05-27 | 213 | 5381
5071931 | Panel | 4.18 | 1 | WHITEWATER | WI | Walworth County | Commissioned | 2025-02-12 | 2025-05-12 | 325 | 6581
5071947 | Panel | 15.2 | 1 | BURLINGTON | WI | Racine County | Commissioned | 2025-02-12 | 2025-04-17 | 67 | 1154
5071977 | Panel | 5.76 | 1 | APPLETON | WI | Outagamie County | Commissioned | 2025-02-12 | 2025-06-24 | 178 | JCT4
5072006 | Panel | 2.065 | 1 | MILWAUKEE | WI | Milwaukee County | Commissioned | 2025-02-12 | 2025-05-30 | 256 | 4663
5072099 | Panel | 68.4 | 2 | PORT WASHINGTON | WI | Ozaukee County | Commissioned | 2025-02-12 | 2025-07-28 | 352 | 7661
5072114 | Panel Storage | 12 | 1 | WAUKESHA | WI | Waukesha County | Commissioned | 2025-02-12 | 2025-06-12 | 316 | 0961
5072126 | Panel | 9.6 | 1 | HARTLAND | WI | Waukesha County | Commissioned | 2025-02-12 | 2025-04-22 | 103 | 2888
5072525 | Panel Storage | 11.5 | 1 | MENOMONEE FALLS | WI | Waukesha County | Commissioned | 2025-02-13 | 2025-05-30 | 333 | 5491
5072590 | Panel | 6.4 | 1 | EAGLE | WI | Waukesha County | Commissioned | 2025-02-14 | 2025-05-09 | 241 | 7381
5072595 | Panel | 7.04 | 1 | HUBERTUS | WI | Washington County | Commissioned | 2025-02-14 | 2025-05-19 | 281 | 6161
5072610 | Panel | 13.63 | 1 | GRAFTON | WI | Ozaukee County | Commissioned | 2025-02-13 | 2025-07-02 | 401 | 6452
5072721 | Panel | 4.94 | 1 | MILWAUKEE | WI | Milwaukee County | Commissioned | 2025-02-14 | 2025-06-09 | 225 | 1551
5072746 | Panel Storage | 11.5 | 1 | KEWASKUM | WI | Milwaukee County | Commissioned | 2025-02-14 | 2025-08-06 | 33 | 9787
5072774 | Panel | 6.74 | 1 | EAGLE | WI | Waukesha County | Commissioned | 2025-02-14 | 45826 | 241 | 7381
5073205 | Panel Storage | 17.3 | 1 | MILWAUKEE | WI | Milwaukee County | Commissioned | 2025-02-17 | 2025-10-07 | 134 | 1661
5073267 | Panel | 4.188 | 1 | SHAWANO | WI | Shawano County | Commissioned | 2025-02-17 | 2025-06-05 | 372 | CT62
5073826 | Panel Storage | 15.2 | 1 | APPLETON | WI | Outagamie County | Commissioned | 2025-02-19 | 2025-03-27 | 20 | HL74
5073839 | Panel Storage | 57.3 | 2 | FREMONT | WI | Waupaca County | Commissioned | 2025-02-19 | 2025-05-27 | 161 | RT61
5073853 | Panel | 7.296 | 1 | NEW LONDON | WI | Waupaca County | Commissioned | 2025-02-19 | 2025-03-21 | 467 | YL51
5074032 | Panel | 9.6 | 1 | COLGATE | WI | Washington County | Commissioned | 2025-02-20 | 2025-05-30 | 30 | 6178
5074247 | Panel | 9.86 | 1 | GREENFIELD | WI | Milwaukee County | Commissioned | 2025-02-20 | 2025-08-27 | 59 | 7793
5074321 | Panel | 7.36 | 1 | WEST BEND | WI | Washington County | Commissioned | 2025-02-21 | 2025-06-11 | 170 | 6184
5074345 | Panel | 3.8 | 1 | MILWAUKEE | WI | Milwaukee County | Commissioned | 2025-02-21 | 2025-09-15 | 201 | 1365
5074509 | Panel | 10.64 | 1 | NEW BERLIN | WI | Waukesha County | Commissioned | 2025-02-21 | 2025-05-14 | 135 | 7194
5074757 | Panel | 15.2 | 1 | DELAFIELD | WI | Waukesha County | Commissioned | 2025-02-24 | 2025-06-02 | 116 | 0361
5074800 | Panel | 4.56 | 1 | NEW BERLIN | WI | Waukesha County | Commissioned | 2025-02-24 | 2025-05-30 | 75 | 3462
5074824 | Panel Storage | 11.5 | 1 | WAUKESHA | WI | Waukesha County | Commissioned | 2025-02-24 | 2025-07-31 | 228 | 3584
5074841 | Panel | 12.54 | 1 | KENOSHA | WI | Kenosha County | Commissioned | 2025-02-24 | 2025-08-19 | 182 | 9381
5074854 | Panel | 5.76 | 1 | OAK CREEK | WI | Milwaukee County | Commissioned | 2025-02-24 | 2025-06-11 | 275 | 8453
5074924 | Panel Storage | 9.56 | 1 | CLEVELAND | WI | Manitowoc County | Commissioned | 2025-02-24 | 45863 | 95 | 3652
5075082 | Panel | 5.32 | 1 | KAUKAUNA | WI | Outagamie County | Commissioned | 2025-02-25 | 2025-04-10 | 20 | HL61
5075096 | Panel Storage | 18.32 | 1 | MUKWONAGO | WI | Waukesha County | Commissioned | 2025-02-25 | 2025-07-11 | 241 | 7377
5075316 | Panel | 15.2 | 1 | NEW BERLIN | WI | Waukesha County | Commissioned | 2025-02-25 | 2025-05-07 | 59 | 7786
5075326 | Panel | 1.45 | 1 | MILWAUKEE | WI | Milwaukee County | Commissioned | 2025-02-25 | 2025-06-17 | 179 | 7251
5075461 | Panel Storage | 11.5 | 1 | WAUKESHA | WI | Waukesha County | Commissioned | 2025-02-26 | 2025-06-30 | 125 | 3195
5075548 | Panel Storage | 11.5 | 1 | BAYSIDE | WI | Milwaukee County | Commissioned | 2025-02-26 | 2025-06-20 | 266 | 1051
5075575 | Panel Storage | 11.5 | 1 | HARTLAND | WI | Waukesha County | Commissioned | 2025-02-26 | 2025-06-06 | 30 | 6178
5075611 | Panel | 6.46 | 1 | GREENDALE | WI | Milwaukee County | Commissioned | 2025-02-27 | 2025-05-09 | 17 | 4792
5075726 | Panel | 4.48 | 1 | DOUSMAN | WI | Waukesha County | Commissioned | 2025-02-26 | 2025-05-05 | 122 | 3552
5075779 | Panel | 14.44 | 1 | WAUKESHA | WI | Waukesha County | Commissioned | 2025-02-27 | 2025-08-13 | 316 | 0963
5075787 | Panel | 6 | 1 | MILWAUKEE | WI | Milwaukee County | Commissioned | 2025-02-27 | 2025-08-04 | 152 | 6153
5075894 | Panel | 7.6 | 1 | RACINE | WI | Racine County | Commissioned | 2025-02-27 | 2025-07-25 | 143 | 1452
5075930 | Panel | 5.32 | 1 | WHITEFISH BAY | WI | Milwaukee County | Commissioned | 2025-02-27 | 2025-08-04 | 171 | 2362
5075953 | Panel | 4.56 | 1 | CLEVELAND | WI | Manitowoc County | Commissioned | 2025-02-27 | 2025-08-08 | 95 | 3651
5076039 | Panel Storage | 11.5 | 1 | MILWAUKEE | WI | Milwaukee County | Commissioned | 2025-02-27 | 2025-10-10 | 305 | 2871
5076069 | Panel | 4.48 | 1 | SUSSEX | WI | Waukesha County | Commissioned | 2025-02-27 | 2025-05-15 | 333 | 5492
5076088 | Panel Storage | 14.54 | 1 | MILWAUKEE | WI | Milwaukee County | Commissioned | 2025-02-27 | 2025-08-01 | 61 | 4952
5076239 | Panel | 7.6 | 1 | KENOSHA | WI | Kenosha County | Commissioned | 2025-02-28 | 2025-08-27 | 312 | 6261
5076262 | Panel | 9.074 | 1 | WAUKESHA | WI | Waukesha County | Commissioned | 2025-02-28 | 2025-03-31 | 228 | 3594
5077474 | Panel | 3.8 | 1 | RACINE | WI | Racine County | Commissioned | 2025-03-04 | 2025-08-14 | 198 | 1752
5077591 | Panel | 7.04 | 1 | IXONIA | WI | Jefferson County | Commissioned | 2025-03-05 | 2025-04-24 | 98 | 9073
5077622 | Panel | 10 | 1 | GERMANTOWN | WI | Washington County | Commissioned | 2025-03-04 | 2025-06-27 | 213 | 5374
5077678 | Panel | 27.8 | 2 | EAGLE | WI | Waukesha County | Commissioned | 2025-03-05 | 2025-07-03 | 241 | 7376
5077813 | Panel | 8.64 | 1 | WAUKESHA | WI | Waukesha County | Commissioned | 2025-03-05 | 2025-05-28 | 228 | 3585
5078275 | Panel | 10.819 | 1 | APPLETON | WI | Outagamie County | Commissioned | 2025-03-06 | 2025-04-30 | 20 | HL62
5078284 | Panel | 15.007 | 1 | APPLETON | WI | Outagamie County | Commissioned | 2025-03-06 | 2025-07-02 | 20 | HL74
5078307 | Panel | 15.2 | 1 | APPLETON | WI | Outagamie County | Commissioned | 2025-03-06 | 2025-07-03 | 20 | HL74
5078318 | Panel | 4.56 | 1 | MILWAUKEE | WI | Milwaukee County | Commissioned | 2025-03-06 | 2025-06-23 | #N/A
5078473 | Panel Storage | 13.4 | 1 | BROOKFIELD | WI | Waukesha County | Commissioned | 2025-03-07 | 2025-07-07 | 60 | 2861
5078515 | Panel | 3.8 | 1 | RACINE | WI |  | Commissioned | 2025-03-07 | 2025-07-31 | 143 | 1452
5078553 | Panel | 34.6 | 2 | MILWAUKEE | WI | Milwaukee County | Commissioned | 2025-03-07 | 2025-10-06 | 255 | 1282
5078581 | Panel | 34.6 | 2 | MILWAUKEE | WI | Milwaukee County | Commissioned | 2025-03-07 | 2025-10-06 | 415 | 7464
5078628 | Panel Storage | 27.6 | 2 | FRANKSVILLE | WI | Racine County | Commissioned | 2025-03-07 | 45880 | 452 | 2582
5078877 | Panel | 8.96 | 1 | WEST BEND | WI | Washington County | Commissioned | 2025-03-10 | 2025-04-30 | 33 | 9786
5079050 | Panel | 10.64 | 1 | IRON RIDGE | WI | Dodge County | Commissioned | 2025-03-10 | 2025-04-29 | 280 | 2051
5079204 | Panel | 6.84 | 1 | NORTH PRAIRIE | WI | Waukesha County | Commissioned | 2025-03-11 | 2025-07-07 | 241 | 7377
5079226 | Panel Storage | 37.968 | 2 | WATERTOWN | WI | Jefferson County | Commissioned | 2025-03-11 | 2025-08-28 | 98 | 9082
5079301 | Panel | 4.94 | 1 | WEST BEND | WI | Washington County | Commissioned | 2025-03-11 | 2025-07-09 | 34 | 1061
5079312 | Panel | 4.56 | 1 | MILWAUKEE | WI | Milwaukee County | Commissioned | 2025-03-11 | 2025-07-07 | 256 | 4661
5079417 | Panel | 80 | 2 | MEQUON | WI | Ozaukee County | Commissioned | 2025-03-11 | 2025-08-01 | 227 | 3954
5079627 | Panel | 17.3 | 1 | MILWAUKEE | WI | Milwaukee County | Commissioned | 2025-03-12 | 2025-08-15 | #N/A
5082411 | Panel | 9.28 | 1 | MILWAUKEE | WI | Milwaukee County | Commissioned | 2025-03-12 | 2025-10-16 | 423 | 9451
5082422 | Panel | 8.96 | 1 | WEST BEND | WI | Washington County | Commissioned | 2025-03-12 | 2025-07-14 | 34 | 1061
5082945 | Panel | 2.784 | 1 | OAK CREEK | WI | Milwaukee County | Commissioned | 2025-03-13 | 2025-06-13 | 275 | 8453
5083162 | Panel | 6.08 | 1 | WAUKESHA | WI | Waukesha County | Commissioned | 2025-03-13 | 2025-07-14 | 228 | 3594
5083317 | Panel Storage | 29.36 | 2 | APPLETON | WI | Outagamie County | Commissioned | 2025-03-13 | 2025-09-04 | 80 | AS62
5083482 | Panel | 6.84 | 1 | WEST BEND | WI | Washington County | Commissioned | 2025-03-14 | 2025-10-09 | 168 | 5651
5083532 | Panel | 3.84 | 1 | MILWAUKEE | WI | Milwaukee County | Commissioned | 2025-03-14 | 2025-10-02 | 66 | 8663
5083542 | Panel | 6.4 | 1 | MARSHALL | WI | Dane County | Commissioned | 2025-03-14 | 2025-11-10 | 217 | 4562
5083542 | Panel | 7.36 | 1 | MARSHALL | WI | Dane County | Commissioned | 2025-03-14 | 2025-11-10 | 217 | 4562
5083671 | Panel | 335 | 3 | GLENDALE | WI | Milwaukee County | Commissioned | 2025-03-14 | 2025-07-07 | 450 | 1477
5083697 | Panel Storage | 30.6 | 2 | WATERLOO | WI | Jefferson County | Commissioned | 2025-03-14 | 2025-07-17 | 319 | 7091
5084167 | Panel | 7.3 | 1 | APPLETON | WI | Outagamie County | Commissioned | 2025-03-17 | 2025-06-30 | 104 | OH61
5084204 | Panel | 5.32 | 1 | KEWASKUM | WI | Washington County | Commissioned | 2025-03-17 | 2025-10-28 | 33 | 9787
5084217 | Panel | 7.22 | 1 | KENOSHA | WI | Kenosha County | Commissioned | 2025-03-17 | 2025-06-27 | 317 | 3982
5084228 | Panel | 3.8 | 1 | LOMIRA | WI | Dodge County | Commissioned | 2025-03-17 | 2025-07-08 | 72 | 3574
5084261 | Panel | 3.84 | 1 | JOHNSON CREEK | WI | Jefferson County | Commissioned | 2025-03-17 | 2025-09-17 | 174 | 6677
5084323 | Panel | 8.36 | 1 | WEYAUWEGA | WI | Waupaca County | Commissioned | 2025-03-17 | 2025-04-22 | 467 | YL53
5084343 | Panel Storage | 19.86 | 1 | BROOKFIELD | WI | Waukesha County | Commissioned | 2025-03-17 | 2025-06-26 | 407 | 9261
5084360 | Panel | 13.262 | 1 | WEST BEND | WI | Washington County | Commissioned | 2025-03-17 | 2025-09-08 | 33 | 9785
5084393 | Panel | 9.984 | 1 | MILWAUKEE | WI | Milwaukee County | Commissioned | 2025-03-17 | 2025-07-28 | 305 | 2874
5084451 | Panel | 12.16 | 1 | WEST BEND | WI | Washington County | Commissioned | 2025-03-17 | 2025-06-05 | 33 | 9798
5084469 | Panel Storage | 13.12 | 1 | ELM GROVE | WI | Waukesha County | Commissioned | 2025-03-17 | 2025-07-07 | 60 | 2851
5084638 | Panel | 11.517 | 1 | MENOMONEE FALLS | WI | Waukesha County | Commissioned | 2025-03-17 | 2025-04-25 | 69 | 3743
5084651 | Panel | 4.48 | 1 | MILWAUKEE | WI | Milwaukee County | Commissioned | 2025-03-18 | 2025-06-23 | 79 | 1951
5084676 | Panel | 7.68 | 1 | WEST BEND | WI | Washington County | Commissioned | 2025-03-18 | 2025-06-05 | 34 | 1051
5084713 | Panel | 4.56 | 1 | NIAGARA | WI | Marinette County | Commissioned | 2025-03-18 | 2025-05-06 | 49 | LV64
5084788 | Panel | 3.04 | 1 | SLINGER | WI | Washington County | Commissioned | 2025-03-18 | 2025-06-18 | 278 | 6362
5084798 | Panel | 8.36 | 1 | KENOSHA | WI | Kenosha County | Commissioned | 2025-03-18 | 2025-07-09 | 317 | 3982
5084815 | Panel | 14.06 | 1 | SUSSEX | WI | Waukesha County | Commissioned | 2025-03-18 | 2025-04-15 | 333 | 5486
5084874 | Panel | 3.8 | 1 | HARTLAND | WI | Waukesha County | Commissioned | 2025-03-18 | 2025-05-12 | 30 | 6172
5085235 | Panel | 7.36 | 1 | MENOMONEE FALLS | WI | Waukesha County | Commissioned | 2025-03-19 | 2025-07-02 | 335 | 6375
5085255 | Panel | 5.175 | 1 | SUSSEX | WI | Waukesha County | Commissioned | 2025-03-19 | 2025-06-13 | 333 | 5496
5085329 | Panel | 15.36 | 1 | CEDAR GROVE | WI | Sheboygan County | Commissioned | 2025-03-19 | 2025-06-23 | 159 | 0588
5085410 | Panel Storage | 11.5 | 1 | GREENDALE | WI | Milwaukee County | Commissioned | 2025-03-19 | 2025-06-24 | 17 | 4792
5085454 | Panel | 7.22 | 1 | JACKSON | WI | Washington County | Commissioned | 2025-03-19 | 2025-08-12 | 8 | 7951
5085487 | Panel | 6.46 | 1 | MEQUON | WI | Ozaukee County | Commissioned | 2025-03-19 | 2025-07-21 | 227 | 3956
5085498 | Panel | 13.68 | 1 | WEST BEND | WI | Washington County | Commissioned | 2025-03-19 | 2025-11-12 | 34 | 1051
5085683 | Panel | 8.36 | 1 | WEST BEND | WI | Washington County | Commissioned | 2025-03-20 | 45888 | 282 | 6062
5085699 | Panel | 5.7 | 1 | MILWAUKEE | WI | Milwaukee County | Commissioned | 2025-03-20 | 2025-08-12 | 87 | 6263
5085716 | Panel | 8.36 | 1 | WEST BEND | WI | Washington County | Commissioned | 2025-03-20 | 2025-06-11 | 170 | 6184
5085812 | Panel | 23.18 | 2 | BRISTOL | WI | Kenosha County | Commissioned | 2025-03-20 | 2025-09-29 | 317 | 3981
5085825 | Panel | 5.76 | 1 | WAUKESHA | WI | Waukesha County | Commissioned | 2025-03-20 | 45806 | 380 | 2152
5085872 | Panel | 3.04 | 1 | KENOSHA | WI | Kenosha County | Commissioned | 2025-03-20 | 2025-10-31 | 314 | 5774
5086007 | Panel Storage | 11.5 | 1 | WAUKESHA | WI | Waukesha County | Commissioned | 2025-03-20 | 2025-07-11 | 228 | 3594
5086138 | Panel | 5.85 | 1 | WHITEWATER | WI | Walworth County | Commissioned | 2025-03-21 | 2025-06-05 | 384 | 4473
5086211 | Panel | 6.4 | 1 | WAUKESHA | WI | Waukesha County | Commissioned | 2025-03-21 | 45832 | 576 | 2973
5086638 | Panel | 11.4 | 1 | MARSHALL | WI | Dane County | Commissioned | 2025-03-24 | 2025-07-16 | 53 | 8791
5086655 | Panel | 3.84 | 1 | WAUWATOSA | WI | Milwaukee County | Commissioned | 2025-03-24 | 2025-06-27 | 249 | 4571
5086709 | Panel | 9.92 | 1 | GERMANTOWN | WI | Washington County | Commissioned | 2025-03-24 | 2025-08-04 | 334 | 4373
5086757 | Panel | 12.414 | 1 | PORT WASHINGTON | WI | Ozaukee County | Commissioned | 2025-03-24 | 2025-06-02 | 438 | Z773
5086765 | Panel | 7.6 | 1 | FREDONIA | WI | Ozaukee County | Commissioned | 2025-03-24 | 2025-06-04 | 364 | 9552
5086805 | Panel | 5.12 | 1 | WAUWATOSA | WI | Milwaukee County | Commissioned | 2025-03-24 | 2025-06-05 | 249 | 4591
5086842 | Panel | 8.36 | 1 | GREENDALE | WI | Milwaukee County | Commissioned | 2025-03-24 | 2025-06-04 | 413 | 7372
5087170 | Panel | 7.678 | 1 | UNION GROVE | WI | Racine County | Commissioned | 2025-03-25 | 2025-05-29 | 269 | 8983
5087221 | Panel | 3.839 | 1 | KIMBERLY | WI | Outagamie County | Commissioned | 2025-03-25 | 2025-05-19 | 191 | PK61
5087297 | Panel | 4.48 | 1 | MILWAUKEE | WI | Milwaukee County | Commissioned | 2025-03-25 | 2025-07-21 | 225 | 1562
5087311 | Panel Storage | 11.5 | 1 | BURLINGTON | WI | Racine County | Commissioned | 2025-03-25 | 2025-07-29 | 67 | 1144
5087354 | Panel Storage | 19.1 | 1 | HORTONVILLE | WI | Outagamie County | Commissioned | 2025-03-26 | 45876 | 112 | DAL2
5087365 | Panel | 11.02 | 1 | PORT WASHINGTON | WI | Ozaukee County | Commissioned | 2025-03-26 | 2025-05-19 | 187 | 2461
5087414 | Panel | 9.772 | 1 | APPLETON | WI | Outagamie County | Commissioned | 2025-03-25 | 2025-05-19 | 186 | MB51
5087757 | Panel | 5.12 | 1 | KENOSHA | WI | Kenosha County | Commissioned | 2025-03-27 | 2025-07-21 | 314 | 5774
5087774 | Panel | 7.98 | 1 | MENOMONEE FALLS | WI | Waukesha County | Commissioned | 2025-03-27 | 2025-07-18 | 333 | 5491
5087819 | Panel | 5.12 | 1 | MILWAUKEE | WI | Milwaukee County | Commissioned | 2025-03-27 | 2025-07-18 | 66 | 8651
5088086 | Panel | 4.06 | 1 | NEWALD | WI | Forest County | Commissioned | 2025-03-27 | 2025-06-05 | 321 | BH62
5088278 | Panel | 5.12 | 1 | MILWAUKEE | WI | Milwaukee County | Commissioned | 2025-03-28 | 2025-06-10 | 79 | 1961
5088288 | Panel | 13.262 | 1 | APPLETON | WI | Outagamie County | Commissioned | 2025-03-28 | 2025-05-19 | 139 | LL83
5088461 | Panel | 7.22 | 1 | JACKSON | WI | Washington County | Commissioned | 2025-03-28 | 2025-08-26 | 435 | 3882
5088989 | Panel | 10.64 | 1 | WAUWATOSA | WI | Milwaukee County | Commissioned | 2025-03-31 | 2025-06-16 | 142 | 4662
5089120 | Panel | 3.8 | 1 | RACINE | WI | Racine County | Commissioned | 2025-03-31 | 2025-08-29 | 422 | 3182
5089265 | Panel | 11.4 | 1 | PORT WASHINGTON | WI | Ozaukee County | Commissioned | 2025-04-01 | 2025-10-20 | 352 | 7662
5089300 | Panel | 2.28 | 1 | MILWAUKEE | WI | Milwaukee County | Commissioned | 2025-04-01 | 2025-08-05 | 256 | 4652
5089356 | Panel | 5.376 | 1 | NEENAH | WI | Winnebago County | Commissioned | 2025-04-01 | 2025-05-19 | 57 | GW51
5089449 | Panel | 5.12 | 1 | MILWAUKEE | WI | Milwaukee County | Commissioned | 2025-04-01 | 45813 | 249 | 4599
5089561 | Panel Storage | 14.06 | 1 | WHITEWATER | WI | Walworth County | Commissioned | 2025-04-01 | 2025-08-05 | 384 | 4484
5089652 | Panel | 10.47 | 1 | SAUKVILLE | WI | Ozaukee County | Commissioned | 2025-04-01 | 2025-06-16 | 387 | 1962
5089667 | Panel | 6.4 | 1 | MILWAUKEE | WI | Milwaukee County | Commissioned | 2025-04-01 | 2025-07-14 | 117 | 0772
5089675 | Panel | 8.628 | 1 | WEYAUWEGA | WI | Waupaca County | Commissioned | 2025-04-02 | 2025-07-08 | 203 | ND62
5089773 | Panel | 3.325 | 1 | CAMPBELLSPORT | WI | Fond du Lac County | Commissioned | 2025-04-02 | 2025-08-13 | 27 | 1841
5089798 | Panel | 6 | 1 | CAMPBELLSPORT | WI | Fond du Lac County | Commissioned | 2025-04-02 | 2025-08-07 | 27 | 1841
5089856 | Panel | 8.052 | 1 | WEST BEND | WI | Washington County | Commissioned | 2025-04-02 | 2025-05-19 | 168 | 5652
5089948 | Panel Storage | 15 | 1 | SHAWANO | WI | Shawano County | Commissioned | 2025-04-02 | 2025-08-12 | 365 | AK52
5090153 | Panel | 10.088 | 1 | MOUNT CALVARY | WI | Fond du Lac County | Commissioned | 2025-04-02 | 2025-06-24 | 146 | 1093
5090289 | Panel | 10.88 | 1 | WATERTOWN | WI | Dodge County | Commissioned | 2025-04-03 | 2025-08-13 | 98 | 9084
5090661 | Panel | 13.056 | 1 | MENOMONEE FALLS | WI | Waukesha County | Commissioned | 2025-04-04 | 2025-06-23 | 335 | 6375
5090693 | Panel | 84.6 | 2 | MILWAUKEE | WI | Milwaukee County | Commissioned | 2025-04-04 | 2025-08-07 | 450 | 1481
5090709 | Panel | 4.64 | 1 | ADELL | WI | Sheboygan County | Commissioned | 2025-04-04 | 2025-06-10 | 1 | 6472
5090944 | Panel | 3.77 | 1 | FRANKLIN | WI | Milwaukee County | Commissioned | 2025-04-07 | 2025-07-01 | 288 | 3045
5091065 | Panel | 11.02 | 1 | NEW BERLIN | WI | Waukesha County | Commissioned | 2025-04-07 | 2025-06-27 | 59 | 7793
5091080 | Panel | 4.48 | 1 | WEST BEND | WI | Washington County | Commissioned | 2025-04-07 | 2025-08-04 | 33 | 9798
5091409 | Panel | 7.68 | 1 | MILWAUKEE | WI | Milwaukee County | Commissioned | 2025-04-07 | 2025-07-28 | 66 | 8662
5091471 | Panel | 7.04 | 1 | PORT WASHINGTON | WI | Ozaukee County | Commissioned | 2025-04-08 | 2025-07-21 | 352 | 7651
5091504 | Panel | 3.84 | 1 | WAUWATOSA | WI | Milwaukee County | Commissioned | 2025-04-08 | 2025-06-23 | 249 | 4571
5091514 | Panel | 8.32 | 1 | SAUKVILLE | WI | Ozaukee County | Commissioned | 2025-04-08 | 2025-07-15 | 387 | 1952
5091723 | Panel | 7.68 | 1 | WAUWATOSA | WI | Milwaukee County | Commissioned | 2025-04-08 | 2025-07-24 | 375 | 5551
5091734 | Panel | 4.56 | 1 | WEST BEND | WI | Washington County | Commissioned | 2025-04-09 | 2025-06-25 | 435 | 3873
5091911 | Panel | 11.4 | 1 | MILWAUKEE | WI | Milwaukee County | Commissioned | 2025-04-09 | 2025-08-18 | 55 | 2186
5091941 | Panel | 10.368 | 1 | WEST BEND | WI | Washington County | Commissioned | 2025-04-09 | 2025-06-19 | 33 | 9785
5092124 | Panel | 5.7 | 1 | BURLINGTON | WI | Racine County | Commissioned | 2025-04-09 | 2025-07-18 | 67 | 1145
5092175 | Panel | 19.76 | 1 | APPLETON | WI | Outagamie County | Commissioned | 2025-04-09 | 2025-06-12 | 20 | HL74
5092188 | Panel | 12.215 | 1 | APPLETON | WI | Outagamie County | Commissioned | 2025-04-09 | 2025-07-15 | 113 | BY64
5092206 | Panel | 8.32 | 1 | WAUWATOSA | WI | Milwaukee County | Commissioned | 2025-04-09 | 2025-07-10 | 249 | 4571
5092220 | Panel Storage | 11.5 | 1 | SHOREWOOD | WI | Milwaukee County | Commissioned | 2025-04-09 | 2025-08-18 | 305 | 2873
5092316 | Panel | 3.84 | 1 | WAUWATOSA | WI | Milwaukee County | Commissioned | 2025-04-10 | 2025-07-18 | 249 | 4597
5092367 | Panel | 4.35 | 1 | MILWAUKEE | WI | Milwaukee County | Commissioned | 2025-04-10 | 2025-08-05 | 434 | 0153
5092406 | Panel | 4.8 | 1 | RACINE | WI | Racine County | Commissioned | 2025-04-10 | 2025-09-29 | 310 | 2752
5092466 | Panel Storage | 11.5 | 1 | RICHFIELD | WI | Washington County | Commissioned | 2025-04-10 | 45866 | 281 | 6151
5092519 | Panel | 4.93 | 1 | MILWAUKEE | WI | Milwaukee County | Commissioned | 2025-04-10 | 2025-06-09 | 77 | 7472
5092575 | Panel | 7.98 | 1 | WALDO | WI | Sheboygan County | Commissioned | 2025-04-10 | 2025-06-04 | 355 | 8651
5092594 | Panel | 36 | 2 | JEFFERSON | WI | Jefferson County | Commissioned | 2025-04-10 | 2025-09-11 | 174 | 6674
5092626 | Panel Storage | 11.5 | 1 | WIND POINT | WI | Racine County | Commissioned | 2025-04-10 | 2025-09-05 | 145 | 2563
5092831 | Panel | 3.84 | 1 | MILWAUKEE | WI | Milwaukee County | Commissioned | 2025-04-11 | 45863 | 87 | 6253
5092885 | Panel | 15.356 | 1 | APPLETON | WI | Outagamie County | Commissioned | 2025-04-11 | 2025-07-25 | 20 | HL61
5093075 | Panel | 4.75 | 1 | OCONOMOWOC | WI | Waukesha County | Commissioned | 2025-04-11 | 2025-07-17 | 30 | 6172
5093343 | Panel | 3.19 | 1 | MILWAUKEE | WI | Milwaukee County | Commissioned | 2025-04-14 | 2025-09-08 | #N/A
5093365 | Panel | 5.76 | 1 | PORT WASHINGTON | WI | Ozaukee County | Commissioned | 2025-04-14 | 2025-07-16 | 352 | 7661
5093577 | Panel | 12.92 | 1 | WAUKESHA | WI | Waukesha County | Commissioned | 2025-04-14 | 2025-06-04 | 228 | 3594
5093590 | Panel Storage | 11.5 | 1 | WATERFORD | WI | Racine County | Commissioned | 2025-04-14 | 2025-08-19 | 468 | 3481
5093604 | Panel | 9.5 | 1 | BROOKFIELD | WI | Waukesha County | Commissioned | 2025-04-14 | 45868 | 125 | 3192
5093736 | Panel | 6.4 | 1 | WEST BEND | WI | Washington County | Commissioned | 2025-04-15 | 45791 | 33 | 9798
5093782 | Panel | 6.84 | 1 | GREENFIELD | WI | Milwaukee County | Commissioned | 2025-04-15 | 2025-09-17 | 152 | 6163
5093797 | Panel Storage | 15 | 1 | BROWN DEER | WI | Milwaukee County | Commissioned | 2025-04-15 | 2025-10-27 | 120 | 2451
5093815 | Panel | 22.42 | 2 | PLEASANT PRAIRIE | WI | Kenosha County | Commissioned | 2025-04-15 | 45902 | 577 | 7472
5093863 | Panel | 9.57 | 1 | THIENSVILLE | WI | Ozaukee County | Commissioned | 2025-04-15 | 45882 | 227 | 3963
5093880 | Panel | 15 | 1 | GERMANTOWN | WI | Washington County | Commissioned | 2025-04-15 | 2025-10-13 | 334 | 4372
5093896 | Panel | 7.68 | 1 | GRAFTON | WI | Ozaukee County | Commissioned | 2025-04-15 | 2025-08-08 | 401 | 6452
5093975 | Panel | 7.36 | 1 | SUSSEX | WI | Waukesha County | Commissioned | 2025-04-15 | 2025-07-28 | 333 | 5482
5094041 | Panel Storage | 11.5 | 1 | MEQUON | WI | Ozaukee County | Commissioned | 2025-04-15 | 2025-06-06 | 120 | 2462
5094349 | Panel | 3.84 | 1 | WAUWATOSA | WI | Milwaukee County | Commissioned | 2025-04-16 | 2025-08-05 | 249 | 4587
5094446 | Panel Storage | 15 | 1 | GREENFIELD | WI | Milwaukee County | Commissioned | 2025-04-16 | 2025-11-07 | 59 | 7773
5094465 | Panel | 8.96 | 1 | WAUWATOSA | WI | Milwaukee County | Commissioned | 2025-04-16 | 2025-07-24 | 249 | 4597
5094648 | Panel | 5 | 1 | FORT ATKINSON | WI | Jefferson County | Commissioned | 2025-04-17 | 2025-07-17 | 384 | 4473
5094661 | Panel | 5.76 | 1 | MILWAUKEE | WI | Milwaukee County | Commissioned | 2025-04-17 | 2025-07-17 | 66 | 8651
5094677 | Panel Storage | 7.085 | 1 | MILWAUKEE | WI | Milwaukee County | Commissioned | 2025-04-17 | 2025-07-11 | 305 | 2852
5095112 | Panel | 3.84 | 1 | WAUWATOSA | WI | Milwaukee County | Commissioned | 2025-04-21 | 2025-07-28 | 249 | 4571
5095132 | Panel | 9.12 | 1 | KEWASKUM | WI | Washington County | Commissioned | 2025-04-21 | 45875 | 33 | 9787
5095153 | Panel | 6.67 | 1 | MUSKEGO | WI | Waukesha County | Commissioned | 2025-04-21 | 2025-07-07 | 288 | 3061
5095165 | Panel | 4.176 | 1 | MILWAUKEE | WI | Milwaukee County | Commissioned | 2025-04-21 | 2025-11-03 | #N/A
5095226 | Panel | 8.74 | 1 | WEST BEND | WI | Washington County | Commissioned | 2025-04-21 | 45810 | 282 | 6062
5095271 | Panel | 5.32 | 1 | MOUNT PLEASANT | WI | Racine County | Commissioned | 2025-04-21 | 2025-06-12 | 447 | 1677
5095296 | Panel | 7.68 | 1 | PORT WASHINGTON | WI | Ozaukee County | Commissioned | 2025-04-21 | 45848 | 352 | 7651
5095314 | Panel | 6.09 | 1 | KENOSHA | WI | Kenosha County | Commissioned | 2025-04-21 | 2025-09-24 | 330 | 5163
5095332 | Panel | 18.442 | 1 | DOUSMAN | WI | Waukesha County | Commissioned | 2025-04-21 | 45835 | 183 | 1352
5095413 | Panel Storage | 30.6 | 2 | MUSKEGO | WI | Waukesha County | Commissioned | 2025-04-22 | 45834 | 135 | 7192
5095773 | Panel | 7.6 | 1 | REESEVILLE | WI | Dodge County | Commissioned | 2025-04-22 | 2025-10-01 | 319 | 7091
5095844 | Panel | 12.16 | 1 | MILWAUKEE | WI | Milwaukee County | Commissioned | 2025-04-23 | 45866 | 404 | 3473
5095862 | Panel | 10 | 1 | WEST BEND | WI | Washington County | Commissioned | 2025-04-23 | 2025-07-24 | 33 | 9785
5096030 | Panel | 6.08 | 1 | KENOSHA | WI | Kenosha County | Commissioned | 2025-04-23 | 2025-07-10 | 330 | 5164
5096044 | Panel | 7.6 | 1 | OAK CREEK | WI | Milwaukee County | Commissioned | 2025-04-23 | 45856 | 589 | 6581
5096064 | Panel | 7.98 | 1 | MENOMONEE FALLS | WI | Waukesha County | Commissioned | 2025-04-21 | 45902 | 333 | 5491
5096089 | Panel | 15.2 | 1 | FREMONT | WI | Waupaca County | Commissioned | 2025-04-23 | 45894 | 161 | RT61
5096105 | Panel | 6.912 | 1 | NEENAH | WI | Winnebago County | Commissioned | 2025-04-23 | 2025-07-08 | 390 | NC51
5096186 | Panel | 5.44 | 1 | WAUKESHA | WI | Waukesha County | Commissioned | 2025-04-23 | 45915 | 228 | 3581
5096273 | Panel | 8.96 | 1 | MEQUON | WI | Ozaukee County | Commissioned | 2025-04-23 | 2025-07-15 | 266 | 1061
5096768 | Panel | 3.84 | 1 | GRAFTON | WI | Ozaukee County | Commissioned | 2025-04-25 | 2025-09-04 | 401 | 6452
5096828 | Panel | 12.8 | 1 | MEQUON | WI | Ozaukee County | Commissioned | 2025-04-25 | 2025-07-16 | 266 | 1061
5097137 | Panel | 6.09 | 1 | BELGIUM | WI | Ozaukee County | Commissioned | 2025-04-25 | 2025-07-28 | 41 | 2261
5097202 | Panel Storage | 8 | 1 | GRAFTON | WI | Ozaukee County | Commissioned | 2025-04-28 | 2025-07-09 | 458 | 3483
5097225 | Panel | 10 | 1 | NEW BERLIN | WI | Waukesha County | Commissioned | 2025-04-28 | 2025-06-14 | 135 | 7194
5097278 | Panel Storage | 28.88 | 2 | WATERFORD | WI | Racine County | Commissioned | 2025-04-28 | 2025-11-10 | 361 | 6763
5097344 | Panel | 6.84 | 1 | MENOMONEE FALLS | WI | Waukesha County | Commissioned | 2025-04-28 | 2025-07-10 | 359 | 5863
5097590 | Panel | 15.36 | 1 | FREMONT | WI | Waupaca County | Commissioned | 2025-04-29 | 2025-09-18 | 453 | DF52
5097677 | Panel | 8.96 | 1 | MILWAUKEE | WI | Milwaukee County | Commissioned | 2025-04-29 | 2025-10-03 | 79 | 1961
5097726 | Panel | 5.76 | 1 | MILWAUKEE | WI | Milwaukee County | Commissioned | 2025-04-29 | 2025-08-15 | 404 | 3472
5097824 | Panel | 4.93 | 1 | RACINE | WI | Racine County | Commissioned | 2025-04-29 | 2025-08-27 | 143 | 1462
5098018 | Panel | 10.24 | 1 | JOHNSON CREEK | WI | Jefferson County | Commissioned | 2025-04-30 | 2025-08-25 | 319 | 7094
5098104 | Panel | 6.4 | 1 | MILWAUKEE | WI | Milwaukee County | Commissioned | 2025-04-30 | 2025-07-28 | 54 | 1402
5098261 | Panel | 3.84 | 1 | MILWAUKEE | WI | Milwaukee County | Commissioned | 2025-04-30 | 2025-09-04 | 400 | 9551
5098288 | Panel | 10.88 | 1 | MEQUON | WI | Ozaukee County | Commissioned | 2025-04-30 | 2025-07-15 | 311 | 3574
5098523 | Panel | 5.12 | 1 | MILWAUKEE | WI | Milwaukee County | Commissioned | 2025-04-30 | 2025-07-31 | 54 | 1493
5098547 | Panel | 6.4 | 1 | MILWAUKEE | WI | Milwaukee County | Commissioned | 2025-05-01 | 2025-08-05 | 404 | 3472
5098587 | Panel | 7.68 | 1 | MUSKEGO | WI | Waukesha County | Commissioned | 2025-05-01 | 2025-09-18 | 135 | 7186
5098626 | Panel | 11.52 | 1 | MILWAUKEE | WI | Milwaukee County | Commissioned | 2025-05-01 | 2025-08-27 | 61 | 4961
5098879 | Panel | 5.76 | 1 | MILWAUKEE | WI | Milwaukee County | Commissioned | 2025-05-01 | 2025-08-05 | 61 | 4952
5099250 | Panel | 9.6 | 1 | MENOMONEE FALLS | WI | Waukesha County | Commissioned | 2025-05-02 | 2025-07-16 | 359 | 5863
5099337 | Panel | 8.74 | 1 | OAK CREEK | WI | Milwaukee County | Commissioned | 2025-05-02 | 2025-07-18 | 55 | 2191
5099378 | Panel | 10.752 | 1 | KENOSHA | WI | Kenosha County | Commissioned | 2025-05-02 | 2025-09-05 | 312 | 6253
5099466 | Panel | 9.5 | 1 | WEST BEND | WI | Washington County | Commissioned | 2025-05-02 | 2025-06-17 | 168 | 5652
5099811 | Panel | 10.88 | 1 | CEDARBURG | WI | Ozaukee County | Commissioned | 2025-05-05 | 2025-07-07 | 91 | 5152
5099966 | Panel | 10.64 | 1 | MEQUON | WI | Ozaukee County | Commissioned | 2025-05-05 | 2025-09-04 | 266 | 1061
5100095 | Panel Storage | 23.84 | 2 | MILWAUKEE | WI | Milwaukee County | Commissioned | 2025-05-06 | 2025-09-18 | 171 | 2353
5100248 | Panel | 34.2 | 2 | GRAFTON | WI | Ozaukee County | Commissioned | 2025-05-05 | 2025-07-23 | 458 | 3491
5100347 | Panel | 3.84 | 1 | MILWAUKEE | WI | Milwaukee County | Commissioned | 2025-05-06 | 2025-08-05 | 171 | 2362
5100356 | Panel | 11.02 | 1 | EAGLE | WI | Waukesha County | Commissioned | 2025-05-06 | 2025-07-07 | 325 | 6574
5100374 | Panel Storage | 29.34 | 2 | FRANKLIN | WI | Milwaukee County | Commissioned | 2025-05-06 | 2025-09-25 | 288 | 3051
5100399 | Panel | 12.92 | 1 | HARTLAND | WI | Waukesha County | Commissioned | 2025-05-06 | 2025-06-19 | 30 | 6172
5100409 | Panel | 5.76 | 1 | KENOSHA | WI | Kenosha County | Commissioned | 2025-05-06 | 2025-07-14 | 46 | 0753
5100431 | Panel | 3.839 | 1 | MARSHALL | WI | Dane County | Commissioned | 2025-05-06 | 2025-10-06 | 319 | 7095
5100879 | Panel | 11 | 1 | CALEDONIA | WI | Racine County | Commissioned | 2025-05-07 | 2025-09-15 | 74 | 9962
5101050 | Panel | 7.68 | 1 | MUSKEGO | WI | Waukesha County | Commissioned | 2025-05-08 | 2025-07-09 | 394 | 5862
5101391 | Panel | 9.984 | 1 | WEST BEND | WI | Washington County | Commissioned | 2025-05-08 | 2025-09-25 | 34 | 1051
5101556 | Panel | 4.56 | 1 | NEENAH | WI | Winnebago County | Commissioned | 2025-05-09 | 2025-06-04 | 111 | MN52
5101611 | Panel Storage | 11.5 | 2 | OCONOMOWOC | WI | Waukesha County | Commissioned | 2025-05-09 | 2025-09-25 | 30 | 6181
5101611 | Panel Storage | 15.3 | 2 | OCONOMOWOC | WI | Waukesha County | Commissioned | 2025-05-09 | 2025-09-25 | 30 | 6181
5101642 | Panel | 80 | 2 | WALDO | WI | Sheboygan County | Commissioned | 2025-05-09 | 2025-10-10 | 207 | 3794
5101919 | Panel | 4.35 | 1 | SUSSEX | WI | Waukesha County | Commissioned | 2025-05-09 | 2025-08-13 | 333 | 5482
5102395 | Panel | 4.56 | 1 | JACKSON | WI | Washington County | Commissioned | 2025-05-13 | 2025-08-07 | 8 | 7961
5102542 | Panel Storage | 50.72 | 2 | ELKHART LAKE | WI | Sheboygan County | Commissioned | 2025-05-13 | 2025-08-28 | 137 | 4054
5102578 | Panel | 5.76 | 1 | NEENAH | WI | Winnebago County | Commissioned | 2025-05-13 | 2025-06-24 | 57 | GW51
5102674 | Panel Storage | 11.5 | 1 | BELGIUM | WI | Ozaukee County | Commissioned | 2025-05-13 | 2025-10-10 | 41 | 2261
5102885 | Panel | 5.04 | 1 | OAK CREEK | WI | Milwaukee County | Commissioned | 2025-05-15 | 2025-09-18 | 275 | 8451
5102901 | Panel | 6.84 | 1 | BELGIUM | WI | Ozaukee County | Commissioned | 2025-05-13 | 2025-09-23 | 41 | 2261
5102932 | Panel | 7.6 | 1 | SUSSEX | WI | Waukesha County | Commissioned | 2025-05-13 | 2025-09-18 | 333 | 5496
5102951 | Panel | 7.22 | 1 | OAK CREEK | WI | Milwaukee County | Commissioned | 2025-05-14 | 2025-10-16 | 275 | 8451
5102969 | Panel | 4.94 | 1 | RACINE | WI | Racine County | Commissioned | 2025-05-14 | 2025-10-22 | 143 | 1462
5102980 | Panel | 3.8 | 1 | MILWAUKEE | WI | Milwaukee County | Commissioned | 2025-05-14 | 2025-08-12 | 152 | 6171
5103016 | Panel | 6.08 | 1 | OAK CREEK | WI | Milwaukee County | Commissioned | 2025-05-14 | 2025-09-15 | 463 | 7884
5103102 | Panel | 6.46 | 1 | KENOSHA | WI | Kenosha County | Commissioned | 2025-05-14 | 2025-11-21 | 312 | 6262
5103114 | Panel | 5.76 | 1 | OAK CREEK | WI | Milwaukee County | Commissioned | 2025-05-14 | 2025-09-17 | 275 | 8444
5103300 | Panel | 4.8 | 1 | JACKSON | WI | Washington County | Commissioned | 2025-05-14 | 2025-08-25 | 91 | 5161
5103314 | Panel | 9.5 | 1 | KENOSHA | WI | Kenosha County | Commissioned | 2025-05-15 | 2025-09-04 | 314 | 5782
5103423 | Panel | 16.72 | 1 | FREMONT | WI | Waupaca County | Commissioned | 2025-05-15 | 2025-08-19 | 112 | DAL2
5103441 | Panel | 9.5 | 1 | WATERFORD | WI | Racine County | Commissioned | 2025-05-15 | 2025-08-20 | 468 | 3484
5103476 | Panel | 7.68 | 1 | MILWAUKEE | WI | Milwaukee County | Commissioned | 2025-05-15 | 2025-08-04 | 66 | 8661
5103503 | Panel | 6.144 | 1 | KENOSHA | WI | Kenosha County | Commissioned | 2025-05-15 | 2025-08-29 | 14 | 8551
5103511 | Storage | 11.52 | 1 | PLEASANT PRAIRIE | WI | Kenosha County | Commissioned | 2025-05-15 | 2025-10-17 | 118 | 1561
5103744 | Panel | 12.672 | 1 | WEYAUWEGA | WI | Waupaca County | Commissioned | 2025-05-16 | 2025-06-24 | 467 | YL52
5103763 | Panel | 4.992 | 1 | SALEM | WI | Kenosha County | Commissioned | 2025-05-16 | 2025-08-04 | 317 | 3981
5104062 | Panel | 13.3 | 1 | MILWAUKEE | WI | Milwaukee County | Commissioned | 2025-05-16 | 2025-09-18 | 55 | 2194
5104076 | Panel | 11.78 | 1 | MEQUON | WI | Ozaukee County | Commissioned | 2025-05-16 | 2025-09-10 | 311 | 3577
5104318 | Panel | 7.04 | 1 | MARSHALL | WI | Dane County | Commissioned | 2025-05-19 | 2025-09-05 | 53 | 8792
5104614 | Panel Storage | 20.819 | 2 | COMBINED LOCKS | WI | Outagamie County | Commissioned | 2025-05-19 | 2025-08-07 | 186 | MB52
5104651 | Panel Storage | 15.892 | 1 | NEENAH | WI | Winnebago County | Commissioned | 2025-05-19 | 2025-08-07 | 70 | BDM5
5104950 | Panel | 5.8 | 1 | MILWAUKEE | WI | Milwaukee County | Commissioned | 2025-05-20 | 2025-07-28 | 171 | 2363
5105058 | Panel | 9.88 | 1 | BELGIUM | WI | Ozaukee County | Commissioned | 2025-05-20 | 2025-07-10 | 41 | 2261
5105117 | Panel | 3.072 | 1 | GRAFTON | WI | Ozaukee County | Commissioned | 2025-05-20 | 2025-07-07 | 401 | 6462
5105579 | Panel Storage | 17.644 | 1 | HORTONVILLE | WI | Outagamie County | Commissioned | 2025-05-21 | 2025-09-24 | 139 | LL81
5105611 | Panel | 7.68 | 1 | MILWAUKEE | WI | Milwaukee County | Commissioned | 2025-05-21 | 2025-08-13 | 61 | 4961
5105630 | Panel | 5.76 | 1 | WATERTOWN | WI | Jefferson County | Commissioned | 2025-05-21 | 2025-09-25 | 354 | 5851
5105673 | Panel | 4.48 | 1 | MARSHALL | WI | Dane County | Commissioned | 2025-05-21 | 2025-09-17 | 53 | 8792
5105800 | Panel | 11.78 | 1 | UNION GROVE | WI | Racine County | Commissioned | 2025-05-22 | 2025-09-23 | 269 | 8983
5105819 | Panel | 10.752 | 1 | BROOKFIELD | WI | Waukesha County | Commissioned | 2025-05-22 | 2025-10-21 | 216 | 2352
5105967 | Panel | 7.04 | 1 | WATERTOWN | WI | Jefferson County | Commissioned | 2025-05-22 | 2025-10-07 | 98 | 9075
5106035 | Panel | 6.4 | 1 | WATERTOWN | WI | Jefferson County | Commissioned | 2025-05-22 | 2025-09-25 | 98 | 9082
5106057 | Panel | 5.235 | 1 | MILWAUKEE | WI | Milwaukee County | Commissioned | 2025-05-22 | 2025-06-26 | 54 | 1493
5106230 | Panel | 9.57 | 1 | RACINE | WI | Racine County | Commissioned | 2025-05-23 | 2025-11-12 | 304 | 8373
5106625 | Panel | 7.6 | 1 | MILWAUKEE | WI | Milwaukee County | Commissioned | 2025-05-27 | 2025-10-22 | 415 | 7461
5106728 | Panel Storage | 32.92 | 2 | NEENAH | WI | Winnebago County | Commissioned | 2025-05-27 | 2025-08-19 | 70 | BDM1
5106763 | Panel | 5.12 | 1 | WEST ALLIS | WI | Milwaukee County | Commissioned | 2025-05-27 | 2025-09-19 | 375 | 5561
5106783 | Panel | 11.866 | 1 | KENOSHA | WI | Kenosha County | Commissioned | 2025-05-27 | 2025-06-30 | 347 | 3861
5106801 | Panel | 8.725 | 1 | PULASKI | WI | Brown County | Commissioned | 2025-05-27 | 2025-08-04 | 395 | CH61
5106821 | Panel | 8.96 | 1 | WEST BEND | WI | Washington County | Commissioned | 2025-05-27 | 2025-07-23 | 374 | 4161
5107040 | Panel | 9.216 | 1 | FRANKLIN | WI | Milwaukee County | Commissioned | 2025-05-28 | 2025-10-29 | 289 | 1261
5107077 | Panel | 6.84 | 1 | SAUKVILLE | WI | Ozaukee County | Commissioned | 2025-05-28 | 2025-09-02 | 86 | 9684
5107252 | Panel | 3.84 | 1 | WEST ALLIS | WI | Milwaukee County | Commissioned | 2025-05-28 | 2025-07-24 | 201 | 1361
5107668 | Panel Storage | 11.5 | 1 | SHOREWOOD | WI | Milwaukee County | Commissioned | 2025-05-29 | 2025-10-03 | 305 | 2873
5107741 | Panel | 3.84 | 1 | MENOMONEE FALLS | WI | Waukesha County | Commissioned | 2025-05-28 | 2025-09-03 | 333 | 5491
5107765 | Panel | 6.4 | 1 | GREENFIELD | WI | Milwaukee County | Commissioned | 2025-05-29 | 2025-07-29 | 96 | 1651
5107827 | Panel Storage | 11.5 | 1 | WEST BEND | WI | Washington County | Commissioned | 2025-05-29 | 2025-10-09 | 282 | 6052
5108231 | Panel | 11.4 | 1 | MENOMONEE FALLS | WI | Waukesha County | Commissioned | 2025-05-29 | 2025-09-23 | 335 | 6375
5108244 | Panel | 3.84 | 1 | WEST ALLIS | WI | Milwaukee County | Commissioned | 2025-05-30 | 2025-09-09 | 201 | 1345
5108282 | Panel Storage | 19.84 | 1 | MILWAUKEE | WI | Milwaukee County | Commissioned | 2025-05-30 | 2025-09-29 | 305 | 2851
5108299 | Panel | 10.88 | 1 | MARSHALL | WI | Dane County | Commissioned | 2025-05-30 | 2025-09-25 | 53 | 8792
5108482 | Panel | 9.88 | 1 | GRAFTON | WI | Ozaukee County | Commissioned | 2025-05-30 | 2025-08-05 | 458 | 3491
5108487 | Panel | 4.48 | 1 | WATERTOWN | WI | Jefferson County | Commissioned | 2025-06-02 | 2025-09-05 | 98 | 9075
5108504 | Panel | 5.12 | 1 | MILWAUKEE | WI | Milwaukee County | Commissioned | 2025-06-02 | 2025-09-24 | 404 | 3472
5108815 | Panel | 4.35 | 1 | RACINE | WI | Racine County | Commissioned | 2025-06-02 | 2025-08-12 | 304 | 8364
5108833 | Panel | 5.76 | 1 | KENOSHA | WI | Kenosha County | Commissioned | 2025-06-02 | 2025-09-19 | 14 | 8562
5108846 | Panel | 7.83 | 1 | SAUKVILLE | WI | Ozaukee County | Commissioned | 2025-06-02 | 2025-08-20 | 86 | 9681
5109096 | Panel | 6.631 | 1 | HALES CORNERS | WI | Milwaukee County | Commissioned | 2025-06-03 | 2025-10-16 | 413 | 7353
5109108 | Panel | 18.816 | 1 | BRISTOL | WI | Kenosha County | Commissioned | 2025-06-03 | 2025-09-08 | 2 | 4751
5109141 | Panel | 4.48 | 1 | WEST ALLIS | WI | Milwaukee County | Commissioned | 2025-06-03 | 2025-09-09 | 375 | 5561
5109196 | Panel | 3.84 | 1 | WATERTOWN | WI | Dodge County | Commissioned | 2025-06-03 | 2025-10-15 | 98 | 9074
5109256 | Panel | 16.72 | 1 | BRILLION | WI | Calumet County | Commissioned | 2025-06-03 | 2025-08-28 | 123 | ND62
5109300 | Panel | 10.88 | 1 | WATERTOWN | WI | Dodge County | Commissioned | 2025-06-03 | 2025-11-07 | 98 | 9074
5109314 | Panel | 3.84 | 1 | WEST ALLIS | WI | Milwaukee County | Commissioned | 2025-06-03 | 2025-08-06 | 375 | 5553
5109335 | Panel | 11.4 | 1 | APPLETON | WI | Outagamie County | Commissioned | 2025-06-03 | 2025-09-30 | 191 | PK61
5109585 | Panel | 15.2 | 1 | WEST BEND | WI | Washington County | Commissioned | 2025-06-04 | 2025-07-16 | 34 | 1051
5109655 | Panel | 15.2 | 1 | MEQUON | WI | Ozaukee County | Commissioned | 2025-06-03 | 2025-11-21 | 311 | 3574
5109754 | Panel | 12.35 | 1 | GRAFTON | WI | Ozaukee County | Commissioned | 2025-06-03 | 2025-09-05 | 86 | 9682
5109770 | Panel | 5.7 | 1 | MILWAUKEE | WI | Milwaukee County | Commissioned | 2025-06-04 | 2025-09-18 | 61 | 4953
5109777 | Panel | 17.799 | 1 | OCONOMOWOC | WI | Waukesha County | Commissioned | 2025-06-04 | 2025-11-20 | 30 | 6172
5109837 | Storage | 23 | 2 | KENOSHA | WI | Kenosha County | Commissioned | 2025-06-04 | 2025-07-23 | 314 | 5771
5110295 | Panel | 9.744 | 1 | MOUNT PLEASANT | WI | Racine County | Commissioned | 2025-06-05 | 2025-11-14 | 447 | 1677
5110518 | Panel | 12.16 | 1 | WEST ALLIS | WI | Milwaukee County | Commissioned | 2025-06-06 | 2025-09-15 | 386 | 5962
5110554 | Panel | 3.84 | 1 | MARSHALL | WI | Dane County | Commissioned | 2025-06-06 | 2025-10-24 | 217 | 4562
5110568 | Panel | 5.32 | 1 | NEW BERLIN | WI | Waukesha County | Commissioned | 2025-06-06 | 2025-10-10 | 459 | 2261
5110586 | Panel | 6.46 | 1 | MENOMONEE FALLS | WI | Waukesha County | Commissioned | 2025-06-06 | 2025-10-31 | 166 | 2684
5110872 | Panel | 5.76 | 1 | MILWAUKEE | WI | Milwaukee County | Commissioned | 2025-06-06 | 2025-09-30 | 96 | 1652
5111009 | Panel | 4.64 | 1 | PLEASANT PRAIRIE | WI | Kenosha County | Commissioned | 2025-06-09 | 2025-11-03 | 577 | 7472
5111130 | Panel | 7.04 | 1 | WATERTOWN | WI | Jefferson County | Commissioned | 2025-06-09 | 2025-09-25 | 354 | 5851
5111375 | Panel | 5.32 | 1 | GLENDALE | WI | Milwaukee County | Commissioned | 2025-06-09 | 2025-10-20 | 54 | 1492
5111386 | Panel | 5.76 | 1 | MARSHALL | WI | Dane County | Commissioned | 2025-06-09 | 2025-10-24 | 217 | 4562
5111497 | Panel | 7.98 | 1 | GRAFTON | WI | Ozaukee County | Commissioned | 2025-06-10 | 2025-07-16 | 438 | Z781
5111770 | Panel | 4.18 | 1 | SAUKVILLE | WI | Ozaukee County | Commissioned | 2025-06-10 | 2025-10-23 | 86 | 9684
5111953 | Panel | 5.584 | 1 | APPLETON | WI | Outagamie County | Commissioned | 2025-06-11 | 2025-10-08 | 389 | NB54
5111991 | Panel | 7.6 | 1 | FRANKLIN | WI | Milwaukee County | Commissioned | 2025-06-11 | 2025-10-08 | 288 | 3063
5112154 | Panel | 7.6 | 1 | MENOMONEE FALLS | WI | Waukesha County | Commissioned | 2025-06-11 | 2025-07-28 | 335 | 6375
5112161 | Panel | 5.76 | 1 | WEST ALLIS | WI | Milwaukee County | Commissioned | 2025-06-11 | 2025-09-30 | 375 | 5553
5112802 | Panel | 3.84 | 1 | BROWN DEER | WI | Milwaukee County | Commissioned | 2025-06-13 | 2025-08-15 | 61 | 4952
5113003 | Panel | 5.7 | 1 | PEWAUKEE | WI | Waukesha County | Commissioned | 2025-06-13 | 2025-10-21 | 103 | 2888
5113024 | Panel Storage | 11.5 | 1 | BROOKFIELD | WI | Waukesha County | Commissioned | 2025-06-13 | 2025-09-29 | 576 | 2982
5113351 | Panel | 8 | 1 | MOUNT PLEASANT | WI | Racine County | Commissioned | 2025-06-16 | 2025-10-02 | 314 | 5782
5113378 | Panel Storage | 13.15 | 1 | GLENDALE | WI | Milwaukee County | Commissioned | 2025-06-16 | 2025-10-09 | 171 | 2363
5113769 | Panel | 27.3 | 2 | WHITEWATER | WI | Walworth County | Commissioned | 2025-06-16 | 2025-10-28 | 384 | 4475
5113893 | Panel | 2.28 | 1 | RACINE | WI | Racine County | Commissioned | 2025-06-17 | 2025-10-24 | 422 | 3183
5114285 | Panel | 2.56 | 1 | RACINE | WI | Racine County | Commissioned | 2025-06-17 | 2025-09-11 | 89 | 5561
5114363 | Panel | 4.48 | 1 | WATERTOWN | WI | Dodge County | Commissioned | 2025-06-18 | 2025-11-10 | 98 | 9086
5114630 | Panel | 4.48 | 1 | MILWAUKEE | WI | Milwaukee County | Commissioned | 2025-06-18 | 2025-09-17 | 450 | 1471
5114917 | Panel | 7.04 | 1 | MILWAUKEE | WI | Milwaukee County | Commissioned | 2025-06-19 | 2025-11-05 | 179 | 7253
5115296 | Panel | 8.74 | 1 | PEWAUKEE | WI | Waukesha County | Commissioned | 2025-06-19 | 2025-09-15 | 333 | 5482
5115306 | Panel | 6.84 | 1 | MARSHALL | WI | Dane County | Commissioned | 2025-06-19 | 2025-09-05 | 53 | 8792
5115327 | Panel | 6.46 | 1 | KENOSHA | WI | Kenosha County | Commissioned | 2025-06-19 | 2025-10-02 | 314 | 5782
5115561 | Panel | 70 | 2 | OOSTBURG | WI | Sheboygan County | Commissioned | 2025-06-20 | 2025-09-30 | 1 | 6482
5115655 | Panel Storage | 12 | 1 | HARTLAND | WI | Waukesha County | Commissioned | 2025-06-20 | 2025-08-25 | 30 | 6172
5115757 | Panel | 7.6 | 1 | COLGATE | WI | Washington County | Commissioned | 2025-06-20 | 2025-10-15 | 30 | 6178
5115813 | Panel | 8.7 | 1 | PEWAUKEE | WI | Waukesha County | Commissioned | 2025-06-20 | 2025-09-15 | 125 | 3192
5115827 | Panel | 4.56 | 1 | PEWAUKEE | WI | Waukesha County | Commissioned | 2025-06-20 | 2025-10-17 | 125 | 3192
5115831 | Panel | 13.056 | 1 | GRAFTON | WI | Ozaukee County | Commissioned | 2025-06-20 | 2025-08-12 | 458 | 3483
5116235 | Panel | 5.525 | 1 | MILWAUKEE | WI | Milwaukee County | Commissioned | 2025-06-23 | 2025-10-28 | 179 | 7261
5116244 | Panel | 9.12 | 1 | MILWAUKEE | WI | Milwaukee County | Commissioned | 2025-06-23 | 2025-10-29 | #N/A
5116260 | Panel | 8.376 | 1 | APPLETON | WI | Outagamie County | Commissioned | 2025-06-23 | 2025-10-17 | 70 | BDM6
5116300 | Panel | 7.6 | 1 | RACINE | WI | Racine County | Commissioned | 2025-06-23 | 2025-10-10 | 447 | 1677
5116316 | Panel | 10.26 | 1 | WEST BEND | WI | Washington County | Commissioned | 2025-06-23 | 2025-10-06 | 170 | 6183
5116703 | Panel | 7.68 | 1 | MILWAUKEE | WI | Milwaukee County | Commissioned | 2025-06-24 | 2025-10-22 | 434 | 0151
5116840 | Panel | 10 | 1 | PEWAUKEE | WI | Waukesha County | Commissioned | 2025-06-24 | 2025-08-18 | 333 | 5482
5116859 | Panel | 2.9 | 1 | MILWAUKEE | WI | Milwaukee County | Commissioned | 2025-06-24 | 2025-11-14 | 55 | 2194
5116978 | Panel | 5.51 | 1 | WAUWATOSA | WI | Milwaukee County | Commissioned | 2025-06-25 | 2025-09-19 | 249 | 4571
5117018 | Panel | 4.48 | 1 | WEST ALLIS | WI | Milwaukee County | Commissioned | 2025-06-25 | 2025-10-23 | 201 | 1354
5117087 | Panel Storage | 11.5 | 1 | RACINE | WI | Racine County | Commissioned | 2025-06-25 | 2025-09-12 | 89 | 5563
5117159 | Panel | 9.6 | 1 | FREEDOM | WI | Outagamie County | Commissioned | 2025-06-25 | 2025-10-24 | 160 | RD62
5117252 | Panel | 3.84 | 1 | OAK CREEK | WI | Milwaukee County | Commissioned | 2025-06-25 | 2025-09-18 | 275 | 8444
5117281 | Panel | 5.76 | 1 | JOHNSON CREEK | WI | Jefferson County | Commissioned | 2025-06-25 | 2025-09-04 | 174 | 6677
5117361 | Panel | 6.4 | 1 | OAK CREEK | WI | Milwaukee County | Commissioned | 2025-06-25 | 2025-09-30 | 275 | 8444
5117373 | Panel | 12.92 | 1 | MILWAUKEE | WI | Milwaukee County | Commissioned | 2025-06-25 | 2025-07-23 | 211 | 2652
5117386 | Panel | 8.725 | 1 | MILWAUKEE | WI | Milwaukee County | Commissioned | 2025-06-25 | 2025-08-04 | 202 | 3271
5117509 | Panel | 7.68 | 1 | JOHNSON CREEK | WI | Jefferson County | Commissioned | 2025-06-26 | 2025-10-15 | 174 | 6674
5117523 | Panel | 3.84 | 1 | MILWAUKEE | WI | Milwaukee County | Commissioned | 2025-06-26 | 2025-08-22 | 152 | 6161
5117638 | Panel | 15.705 | 1 | FRANKLIN | WI | Milwaukee County | Commissioned | 2025-06-26 | 2025-10-14 | 55 | 2184
5117784 | Panel | 17.3 | 1 | DELAFIELD | WI | Waukesha County | Commissioned | 2025-06-26 | 2025-08-08 | 116 | 0361
5117818 | Panel Storage | 41.3 | 2 | APPLETON | WI | Outagamie County | Commissioned | 2025-06-26 | 2025-10-16 | 639 | PT52
5118207 | Panel | 11.136 | 1 | WAUKESHA | WI | Waukesha County | Commissioned | 2025-06-27 | 2025-10-10 | 366 | 7053
5118733 | Panel | 6.84 | 1 | BURLINGTON | WI | Racine County | Commissioned | 2025-06-30 | 2025-09-12 | 67 | 1144
5118839 | Panel | 5.12 | 1 | OAK CREEK | WI | Milwaukee County | Commissioned | 2025-06-30 | 2025-09-26 | 589 | 6571
5118857 | Panel | 6.96 | 1 | HUBERTUS | WI | Washington County | Commissioned | 2025-06-30 | 2025-11-05 | 213 | 5373
5119006 | Panel | 4.56 | 1 | JACKSON | WI | Washington County | Commissioned | 2025-06-30 | 2025-10-09 | 8 | 7961
5119010 | Storage | 46 | 2 | FRANKLIN | WI | Milwaukee County | Commissioned | 2025-07-01 | 2025-11-07 | 288 | 3047
5119021 | Panel | 4.48 | 1 | GREENFIELD | WI | Milwaukee County | Commissioned | 2025-07-01 | 2025-08-11 | 96 | 1652
5119047 | Panel | 6.46 | 1 | GERMANTOWN | WI | Washington County | Commissioned | 2025-06-30 | 2025-10-02 | 227 | 3962
5119197 | Panel | 9.12 | 1 | MENOMONEE FALLS | WI | Waukesha County | Commissioned | 2025-07-01 | 2025-10-28 | 333 | 5491
5119411 | Panel | 2.66 | 1 | KENOSHA | WI | Kenosha County | Commissioned | 2025-07-01 | 2025-10-10 | 46 | 0754
5119557 | Panel | 10.368 | 1 | BROOKFIELD | WI | Waukesha County | Commissioned | 2025-07-02 | 2025-10-31 | 164 | 7964
5119716 | Panel | 15.36 | 1 | WAUKESHA | WI | Waukesha County | Commissioned | 2025-07-02 | 2025-10-10 | 576 | 2982
5119778 | Panel | 7.54 | 1 | GREENDALE | WI | Milwaukee County | Commissioned | 2025-07-02 | 2025-08-22 | 413 | 7372
5119789 | Panel | 8.32 | 1 | SOUTH MILWAUKEE | WI | Milwaukee County | Commissioned | 2025-07-02 | 2025-09-09 | 55 | 2193
5119858 | Panel | 5.22 | 1 | RANDOM LAKE | WI | Sheboygan County | Commissioned | 2025-07-02 | 2025-09-19 | 1 | 6472
5120028 | Panel | 16.896 | 1 | COLGATE | WI | Washington County | Commissioned | 2025-07-03 | 2025-10-10 | 30 | 6178
5120088 | Panel | 18.56 | 2 | RACINE | WI | Racine County | Commissioned | 2025-07-03 | 2025-10-29 | 291 | 8565
5120103 | Panel | 20.59 | 2 | RACINE | WI | Racine County | Commissioned | 2025-07-03 | 2025-10-29 | 291 | 8565
5120601 | Panel Storage | 21.168 | 2 | APPLETON | WI | Outagamie County | Commissioned | 2025-07-07 | 2025-08-29 | 578 | ST52
5120887 | Panel | 8.64 | 1 | WEST BEND | WI | Washington County | Commissioned | 2025-07-07 | 2025-11-21 | 34 | 1061
5120926 | Panel | 8.36 | 1 | MUKWONAGO | WI | Waukesha County | Commissioned | 2025-07-07 | 2025-08-20 | 241 | 7382
5121034 | Panel | 6.08 | 1 | GERMANTOWN | WI | Washington County | Commissioned | 2025-07-07 | 2025-09-10 | 227 | 3962
5121135 | Panel | 13.12 | 1 | EAST TROY | WI | Walworth County | Commissioned | 2025-07-08 | 2025-10-01 | 241 | 7376
5121189 | Panel | 4.48 | 1 | SOUTH MILWAUKEE | WI | Milwaukee County | Commissioned | 2025-07-08 | 2025-08-26 | 247 | 2552
5121253 | Panel | 6.08 | 1 | WEST ALLIS | WI | Milwaukee County | Commissioned | 2025-07-07 | 2025-10-09 | 407 | 9252
5121274 | Panel Storage | 11.5 | 1 | PEWAUKEE | WI | Waukesha County | Commissioned | 2025-07-08 | 2025-08-29 | 103 | 2886
5121309 | Panel | 5.32 | 1 | KENOSHA | WI | Kenosha County | Commissioned | 2025-07-08 | 2025-10-16 | 182 | 9381
5121331 | Panel | 6.4 | 1 | FORT ATKINSON | WI | Jefferson County | Commissioned | 2025-07-08 | 2025-11-07 | 154 | 9162
5121343 | Panel | 4.94 | 1 | MILWAUKEE | WI | Milwaukee County | Commissioned | 2025-07-08 | 2025-11-05 | 87 | 6251
5121505 | Panel | 10.08 | 1 | KENOSHA | WI | Kenosha County | Commissioned | 2025-07-09 | 2025-08-21 | 317 | 3982
5121508 | Panel | 15.356 | 1 | NEENAH | WI | Winnebago County | Commissioned | 2025-07-09 | 2025-09-04 | 70 | BDM2
5121517 | Panel | 60 | 2 | WEYAUWEGA | WI | Waupaca County | Commissioned | 2025-07-09 | 2025-08-28 | 272 | RG62
5121572 | Panel | 7.68 | 1 | WAUWATOSA | WI | Milwaukee County | Commissioned | 2025-07-09 | 2025-10-17 | 87 | 6253
5122007 | Panel | 6.38 | 1 | HORTONVILLE | WI | Outagamie County | Commissioned | 2025-07-10 | 2025-09-02 | 112 | DAL2
5122124 | Panel | 8.36 | 1 | RACINE | WI | Racine County | Commissioned | 2025-07-10 | 2025-09-26 | 291 | 8565
5122215 | Panel | 3.84 | 1 | SOUTH MILWAUKEE | WI | Milwaukee County | Commissioned | 2025-07-10 | 2025-09-24 | 247 | 2552
5122358 | Panel | 8.32 | 1 | FRANKLIN | WI | Milwaukee County | Commissioned | 2025-07-11 | 2025-08-22 | 288 | 3051
5122361 | Panel | 30 | 2 | HUBERTUS | WI | Washington County | Commissioned | 2025-07-11 | 2025-09-29 | 455 | 4851
5122370 | Panel | 8.12 | 1 | PLYMOUTH | WI | Sheboygan County | Commissioned | 2025-07-10 | 2025-11-20 | 137 | 4054
5122395 | Storage | 11.5 | 1 | FRANKLIN | WI | Milwaukee County | Commissioned | 2025-07-14 | 2025-11-07 | 288 | 3063
5122582 | Panel | 4.35 | 1 | NEW BERLIN | WI | Waukesha County | Commissioned | 2025-07-11 | 2025-10-13 | 407 | 9271
5122602 | Panel Storage | 11.5 | 1 | RACINE | WI | Racine County | Commissioned | 2025-07-11 | 2025-10-27 | 175 | 9851
5122841 | Panel | 5.7 | 1 | MEQUON | WI | Ozaukee County | Commissioned | 2025-07-14 | 2025-10-10 | 334 | 4372
5122843 | Panel | 9.5 | 1 | KENOSHA | WI | Kenosha County | Commissioned | 2025-07-14 | 2025-09-18 | 314 | 5774
5123285 | Panel | 5.85 | 1 | WAUWATOSA | WI | Milwaukee County | Commissioned | 2025-07-15 | 2025-10-23 | 87 | 6263
5123295 | Panel | 4.48 | 1 | SOUTH MILWAUKEE | WI | Milwaukee County | Commissioned | 2025-07-15 | 2025-09-09 | 448 | 3152
5123303 | Panel Storage | 23 | 2 | BURLINGTON | WI | Racine County | Commissioned | 2025-07-15 | 2025-11-03 | 67 | 1151
5123396 | Panel | 15.6 | 1 | HARTLAND | WI | Waukesha County | Commissioned | 2025-07-15 | 2025-09-18 | 30 | 6172
5123442 | Panel Storage | 15.819 | 1 | GREENDALE | WI | Milwaukee County | Commissioned | 2025-07-15 | 2025-10-07 | 134 | 1661
5123482 | Panel | 8.32 | 1 | OAK CREEK | WI | Milwaukee County | Commissioned | 2025-07-15 | 2025-09-18 | 275 | 8452
5123540 | Panel | 6.08 | 1 | WEST ALLIS | WI | Milwaukee County | Commissioned | 2025-07-15 | 2025-09-24 | 256 | 4652
5123813 | Panel | 15 | 1 | GREENVILLE | WI | Outagamie County | Commissioned | 2025-07-16 | 2025-11-12 | 177 | UL52
5124191 | Panel | 13.3 | 1 | MENOMONEE FALLS | WI | Waukesha County | Commissioned | 2025-07-16 | 2025-10-24 | 166 | 2675
5124458 | Panel | 5.76 | 1 | PLEASANT PRAIRIE | WI | Kenosha County | Commissioned | 2025-07-17 | 2025-11-03 | 182 | 9395
5124496 | Panel | 5.32 | 1 | GREENDALE | WI | Milwaukee County | Commissioned | 2025-07-17 | 2025-10-08 | 134 | 1672
5124572 | Panel Storage | 14.35 | 1 | JOHNSON CREEK | WI | Jefferson County | Commissioned | 2025-07-18 | 2025-11-20 | 174 | 6674
5124792 | Panel | 5.222 | 1 | MILWAUKEE | WI | Milwaukee County | Commissioned | 2025-07-18 | 2025-09-23 | #N/A
5125195 | Panel | 3.48 | 1 | WAUWATOSA | WI | Milwaukee County | Commissioned | 2025-07-21 | 2025-10-22 | 87 | 6263
5125545 | Panel Storage | 17.83 | 1 | FOX POINT | WI | Milwaukee County | Commissioned | 2025-07-22 | 2025-10-31 | 54 | 1493
5125572 | Panel | 10.44 | 1 | SUSSEX | WI | Waukesha County | Commissioned | 2025-07-22 | 2025-10-07 | 333 | 5496
5125644 | Panel | 3.84 | 1 | FORT ATKINSON | WI | Jefferson County | Commissioned | 2025-07-22 | 2025-11-05 | 412 | 5752
5125660 | Panel | 5.933 | 1 | MILWAUKEE | WI | Milwaukee County | Commissioned | 2025-07-22 | 2025-09-08 | 375 | 5552
5125694 | Panel | 7.68 | 1 | KEWASKUM | WI | Washington County | Commissioned | 2025-07-22 | 2025-09-22 | 33 | 9787
5126560 | Panel | 3.84 | 1 | RACINE | WI | Racine County | Commissioned | 2025-07-24 | 2025-09-26 | 310 | 2761
5126783 | Panel Storage | 38.2 | 2 | APPLETON | WI | Outagamie County | Commissioned | 2025-07-24 | 2025-10-16 | 20 | HL62
5127005 | Panel Storage | 16 | 1 | WEST BEND | WI | Washington County | Commissioned | 2025-07-25 | 2025-11-06 | 33 | 9782
5127044 | Panel | 5.76 | 1 | NEW BERLIN | WI | Waukesha County | Commissioned | 2025-07-25 | 2025-11-11 | 59 | 7773
5127133 | Panel | 7.68 | 1 | CUDAHY | WI | Milwaukee County | Commissioned | 2025-07-25 | 2025-10-23 | 448 | 3151
5127405 | Panel | 15.36 | 1 | FOND DU LAC | WI | Fond du Lac County | Commissioned | 2025-07-28 | 2025-10-23 | 108 | 0172
5127429 | Panel | 8.96 | 1 | NEW BERLIN | WI | Waukesha County | Commissioned | 2025-07-28 | 2025-10-20 | 59 | 7773
5127571 | Panel | 12.92 | 1 | OOSTBURG | WI | Sheboygan County | Commissioned | 2025-07-28 | 2025-09-30 | 1 | 6471
5127575 | Panel Storage | 30.6 | 2 | HUBERTUS | WI | Washington County | Commissioned | 2025-07-28 | 2025-11-04 | 166 | 2681
5127786 | Panel | 4.56 | 1 | HALES CORNERS | WI | Milwaukee County | Commissioned | 2025-07-29 | 2025-09-22 | 413 | 7372
5128044 | Panel | 9.5 | 1 | MUKWONAGO | WI | Waukesha County | Commissioned | 2025-07-29 | 2025-09-08 | 241 | 7381
5128171 | Panel | 3.84 | 1 | WATERTOWN | WI | Jefferson County | Commissioned | 2025-07-30 | 2025-11-05 | 98 | 9077
5128175 | Panel | 3.42 | 1 | SHOREWOOD | WI | Milwaukee County | Commissioned | 2025-07-30 | 2025-10-02 | 305 | 2861
5128430 | Panel | 3.84 | 1 | CUDAHY | WI | Milwaukee County | Commissioned | 2025-07-30 | 2025-11-19 | 448 | 3163
5128687 | Panel | 6.962 | 1 | APPLETON | WI | Outagamie County | Commissioned | 2025-07-31 | 2025-10-08 | 20 | HL71
5128706 | Panel | 6.08 | 1 | RACINE | WI | Racine County | Commissioned | 2025-07-31 | 2025-09-26 | 291 | 8554
5128955 | Panel | 7.22 | 1 | WAUKESHA | WI | Waukesha County | Commissioned | 2025-07-31 | 2025-10-17 | 228 | 3585
5128981 | Panel Storage | 13.962 | 1 | NEW BERLIN | WI | Waukesha County | Commissioned | 2025-07-31 | 2025-09-24 | 288 | 3062
5128988 | Panel | 5.32 | 1 | DELAFIELD | WI | Waukesha County | Commissioned | 2025-07-31 | 2025-11-15 | 327 | 6446
5129007 | Panel Storage | 23 | 2 | WALDO | WI | Sheboygan County | Commissioned | 2025-07-31 | 2025-11-07 | 355 | 8651
5129177 | Panel | 10 | 1 | CLYMAN | WI | Dodge County | Commissioned | 2025-08-01 | 2025-11-07 | 98 | 9084
5129229 | Panel | 15.2 | 1 | CEDARBURG | WI | Ozaukee County | Commissioned | 2025-08-01 | 2025-11-03 | 435 | 3881
5129309 | Panel | 7.04 | 1 | GREENFIELD | WI | Milwaukee County | Commissioned | 2025-08-01 | 2025-09-19 | 96 | 1653
5129378 | Panel | 17.6 | 1 | GRAFTON | WI | Ozaukee County | Commissioned | 2025-08-01 | 2025-10-29 | 458 | 3491
5129581 | Panel | 20 | 1 | HORTONVILLE | WI | Outagamie County | Commissioned | 2025-08-04 | 2025-11-25 | 139 | LL82
5129644 | Panel Storage | 19.1 | 1 | KENOSHA | WI | Kenosha County | Commissioned | 2025-08-04 | 2025-11-24 | 182 | 9391
5129874 | Panel | 9.074 | 1 | SUSSEX | WI | Waukesha County | Commissioned | 2025-08-04 | 2025-09-15 | 333 | 5496
5129999 | Storage | 12 | 1 | BROOKFIELD | WI | Waukesha County | Commissioned | 2025-08-04 | 2025-11-10 | 391 | 8661
5130287 | Panel Storage | 11.5 | 1 | PEWAUKEE | WI | Waukesha County | Commissioned | 2025-08-05 | 2025-10-31 | 367 | 1151
5130345 | Panel | 4.93 | 1 | MILWAUKEE | WI | Milwaukee County | Commissioned | 2025-08-05 | 2025-09-17 | 236 | 3561
5130370 | Panel | 15.37 | 1 | IXONIA | WI | Jefferson County | Commissioned | 2025-08-05 | 2025-10-14 | 98 | 9073
5130732 | Panel | 3.84 | 1 | THIENSVILLE | WI | Ozaukee County | Commissioned | 2025-08-05 | 2025-09-18 | 227 | 3963
5130738 | Panel | 10.26 | 1 | GRAFTON | WI | Ozaukee County | Commissioned | 2025-08-05 | 2025-09-17 | 438 | Z774
5130896 | Panel | 24.3 | 2 | SUSSEX | WI | Waukesha County | Commissioned | 2025-08-06 | 2025-09-23 | 30 | 6182
5131024 | Panel Storage | 17.95 | 1 | APPLETON | WI | Outagamie County | Commissioned | 2025-08-06 | 2025-10-03 | 20 | HL74
5131042 | Panel | 6.4 | 1 | MUKWONAGO | WI | Waukesha County | Commissioned | 2025-08-06 | 2025-11-21 | 241 | 7381
5131205 | Panel | 6.38 | 1 | THIENSVILLE | WI | Ozaukee County | Commissioned | 2025-08-06 | 2025-09-29 | 227 | 3963
5131207 | Panel Storage | 19.48 | 1 | WALDO | WI | Sheboygan County | Commissioned | 2025-08-06 | 2025-11-07 | 1 | 6472
5131581 | Panel | 11.517 | 1 | FREDONIA | WI | Ozaukee County | Commissioned | 2025-08-07 | 2025-09-04 | 364 | 9562
5131590 | Panel | 12.215 | 1 | MILWAUKEE | WI | Milwaukee County | Commissioned | 2025-08-07 | 2025-10-17 | #N/A
5131633 | Panel | 3.84 | 1 | FRANKLIN | WI | Milwaukee County | Commissioned | 2025-08-07 | 2025-09-30 | #N/A | #N/A
5131696 | Panel | 8 | 1 | MILWAUKEE | WI | Milwaukee County | Commissioned | 2025-08-07 | 2025-11-19 | 270 | 3772
5131698 | Panel Storage | 11.5 | 1 | NEW LONDON | WI | Waupaca County | Commissioned | 2025-08-08 | 2025-10-03 | 214 | PC54
5131828 | Panel | 10 | 1 | NEW BERLIN | WI | Waukesha County | Commissioned | 2025-08-08 | 2025-11-10 | 135 | 7194
5131878 | Panel | 10 | 1 | DELAFIELD | WI | Waukesha County | Commissioned | 2025-08-08 | 2025-10-30 | 327 | 6446
5131890 | Panel | 14.658 | 1 | MENOMONEE FALLS | WI | Waukesha County | Commissioned | 2025-08-08 | 2025-10-03 | 166 | 2675
5131896 | Panel Storage | 23.932 | 2 | WATERFORD | WI | Racine County | Commissioned | 2025-08-08 | 2025-11-03 | 361 | 6751
5131932 | Panel | 9.12 | 1 | CEDARBURG | WI | Ozaukee County | Commissioned | 2025-08-08 | 2025-11-03 | 227 | 3965
5131960 | Panel | 7.678 | 1 | MENOMONEE FALLS | WI | Waukesha County | Commissioned | 2025-08-08 | 2025-10-24 | 166 | 2684
5132402 | Panel Storage | 11.5 | 1 | NEENAH | WI | Winnebago County | Commissioned | 2025-08-11 | 2025-11-20 | 586 | ST64
5132618 | Panel | 3.84 | 1 | MUKWONAGO | WI | Waukesha County | Commissioned | 2025-08-11 | 2025-09-17 | 241 | 7386
5132645 | Panel | 7.04 | 1 | CUDAHY | WI | Milwaukee County | Commissioned | 2025-08-11 | 2025-10-23 | 448 | 3151
5132698 | Panel | 3.8 | 1 | WATERTOWN | WI | Dodge County | Commissioned | 2025-08-11 | 2025-10-17 | 98 | 9086
5132756 | Panel | 15.2 | 1 | PEWAUKEE | WI | Waukesha County | Commissioned | 2025-08-11 | 2025-10-17 | 277 | 1851
5132779 | Panel | 15.2 | 1 | BLACK CREEK | WI | Outagamie County | Commissioned | 2025-08-11 | 2025-10-17 | 639 | PT54
5132782 | Panel | 5.7 | 1 | NEENAH | WI | Winnebago County | Commissioned | 2025-08-11 | 2025-09-17 | 57 | GW51
5132915 | Storage | 11.5 | 1 | ELM GROVE | WI | Waukesha County | Commissioned | 2025-08-12 | 2025-09-26 | 391 | 8662
5132916 | Panel Storage | 11.5 | 1 | GRAFTON | WI | Ozaukee County | Commissioned | 2025-08-11 | 2025-11-11 | 458 | 3484
5132978 | Panel | 7.04 | 1 | MILWAUKEE | WI | Milwaukee County | Commissioned | 2025-08-12 | 2025-09-29 | 179 | 7265
5133069 | Panel | 6.08 | 1 | GERMANTOWN | WI | Washington County | Commissioned | 2025-08-12 | 2025-10-07 | 213 | 5382
5133099 | Panel | 10.4 | 1 | MEQUON | WI | Ozaukee County | Commissioned | 2025-08-12 | 2025-10-22 | 227 | 3961
5133282 | Panel Storage | 16.38 | 1 | MUKWONAGO | WI | Waukesha County | Commissioned | 2025-08-12 | 2025-10-28 | 241 | 7377
5133688 | Panel | 13.68 | 1 | SEYMOUR | WI | Outagamie County | Commissioned | 2025-08-13 | 2025-11-05 | 353 | IN52
5133768 | Panel | 6.84 | 1 | GREENVILLE | WI | Outagamie County | Commissioned | 2025-08-13 | 2025-11-13 | 139 | LL83
5133995 | Panel | 7.678 | 1 | APPLETON | WI | Outagamie County | Commissioned | 2025-08-14 | 2025-09-30 | 20 | HL63
5134003 | Panel Storage | 19.92 | 1 | MILWAUKEE | WI | Milwaukee County | Commissioned | 2025-08-14 | 2025-11-10 | 179 | 7263
5134142 | Panel | 3.48 | 1 | HARTLAND | WI | Waukesha County | Commissioned | 2025-08-14 | 2025-09-29 | 30 | 6178
5134206 | Panel | 4.48 | 1 | SOUTH MILWAUKEE | WI | Milwaukee County | Commissioned | 2025-08-14 | 2025-10-31 | 448 | 3161
5134280 | Panel | 15.2 | 1 | SHEBOYGAN FALLS | WI | Sheboygan County | Commissioned | 2025-08-14 | 2025-11-24 | 355 | 8652
5134850 | Panel | 5.221 | 1 | APPLETON | WI | Outagamie County | Commissioned | 2025-08-15 | 2025-10-13 | 178 | JCT4
5134872 | Panel | 7.68 | 1 | MUKWONAGO | WI | Waukesha County | Commissioned | 2025-08-15 | 2025-09-18 | 241 | 7386
5135164 | Panel | 3.77 | 1 | RACINE | WI | Racine County | Commissioned | 2025-08-18 | 2025-10-22 | 145 | 2571
5135633 | Panel Storage | 16 | 1 | GREENFIELD | WI | Milwaukee County | Commissioned | 2025-08-18 | 2025-11-10 | 59 | 7773
5135775 | Panel Storage | 15 | 1 | SHAWANO | WI | Shawano County | Commissioned | 2025-08-18 | 2025-11-11 | 365 | AK52
5136012 | Panel | 15.4 | 1 | JOHNSON CREEK | WI | Jefferson County | Commissioned | 2025-08-19 | 2025-11-05 | 174 | 6677
5136014 | Panel Storage | 16.46 | 1 | PORT WASHINGTON | WI | Ozaukee County | Commissioned | 2025-08-19 | 2025-09-23 | 438 | Z774
5136018 | Panel Storage | 11.5 | 1 | COMBINED LOCKS | WI | Outagamie County | Commissioned | 2025-08-19 | 2025-10-30 | 186 | MB52
5136041 | Panel | 5.933 | 1 | WAUKESHA | WI | Waukesha County | Commissioned | 2025-08-19 | 2025-11-10 | 228 | 3594
5136145 | Panel | 4.48 | 1 | MILWAUKEE | WI | Milwaukee County | Commissioned | 2025-08-19 | 2025-10-16 | 54 | 1493
5136148 | Panel | 8.96 | 1 | SOUTH MILWAUKEE | WI | Milwaukee County | Commissioned | 2025-08-19 | 2025-11-19 | 275 | 8453
5137099 | Panel Storage | 28 | 2 | RACINE | WI | Racine County | Commissioned | 2025-08-20 | 2025-11-03 | 304 | 8372
5137164 | Panel | 11.52 | 1 | NEW LONDON | WI | Waupaca County | Commissioned | 2025-08-21 | 2025-11-13 | 453 | DF53
5137165 | Panel Storage | 16.08 | 1 | GRAFTON | WI | Ozaukee County | Commissioned | 2025-08-21 | 2025-11-05 | 458 | 3492
5137503 | Panel | 10.88 | 1 | MUSKEGO | WI | Waukesha County | Commissioned | 2025-08-21 | 2025-10-17 | 288 | 3047
5137573 | Panel Storage | 18.984 | 1 | MUKWONAGO | WI | Waukesha County | Commissioned | 2025-08-21 | 2025-10-21 | 241 | 7386
5137783 | Panel | 17.32 | 1 | MENOMONEE FALLS | WI | Waukesha County | Commissioned | 2025-08-21 | 2025-11-21 | 335 | 6382
5137854 | Panel Storage | 17.6 | 1 | WEYAUWEGA | WI | Waupaca County | Commissioned | 2025-08-21 | 2025-11-03 | 203 | ND62
5137985 | Panel Storage | 9 | 1 | APPLETON | WI | Outagamie County | Commissioned | 2025-08-22 | 2025-11-06 | 104 | OH63
5138066 | Panel | 5.32 | 1 | CUDAHY | WI | Milwaukee County | Commissioned | 2025-08-22 | 2025-11-05 | 448 | 3153
5138199 | Panel | 6.84 | 1 | MENASHA | WI | Winnebago County | Commissioned | 2025-08-22 | 2025-10-16 | 191 | PK63
5138530 | Panel | 14.82 | 1 | GRAND CHUTE | WI | Outagamie County | Commissioned | 2025-08-25 | 2025-11-03 | 20 | HL62
5138536 | Panel | 9.5 | 1 | APPLETON | WI | Outagamie County | Commissioned | 2025-08-25 | 2025-10-24 | 113 | BY64
5139032 | Panel | 5.933 | 1 | MENOMONEE FALLS | WI | Waukesha County | Commissioned | 2025-08-26 | 2025-10-24 | 335 | 6375
5139033 | Panel | 7.678 | 1 | WEST BEND | WI | Washington County | Commissioned | 2025-08-25 | 2025-11-12 | 33 | 9786
5139200 | Panel | 7.68 | 1 | MOUNT PLEASANT | WI | Racine County | Commissioned | 2025-08-26 | 2025-10-07 | 291 | 8556
5139249 | Panel | 9.1 | 1 | GERMANTOWN | WI | Washington County | Commissioned | 2025-08-26 | 2025-11-05 | 227 | 3962
5139465 | Panel | 6.96 | 1 | SUSSEX | WI | Waukesha County | Commissioned | 2025-08-27 | 2025-11-14 | 333 | 5492
5139489 | Panel | 10.73 | 1 | WAUKESHA | WI | Waukesha County | Commissioned | 2025-08-27 | 2025-10-13 | 228 | 3581
5139667 | Panel | 5.32 | 1 | APPLETON | WI | Outagamie County | Commissioned | 2025-08-27 | 2025-11-20 | 389 | NB54
5140059 | Panel | 14.08 | 1 | MUKWONAGO | WI | Waukesha County | Commissioned | 2025-08-28 | 2025-10-17 | 241 | 7381
5140120 | Panel | 4.872 | 1 | JOHNSON CREEK | WI | Jefferson County | Commissioned | 2025-08-28 | 2025-10-20 | 319 | 7094
5140302 | Panel | 5.7 | 1 | KENOSHA | WI | Kenosha County | Commissioned | 2025-08-29 | 2025-11-12 | 182 | 9391
5140363 | Panel | 6.96 | 1 | WATERFORD | WI | Racine County | Commissioned | 2025-08-29 | 2025-11-19 | 468 | 3481
5140792 | Panel | 6.08 | 1 | KENOSHA | WI | Kenosha County | Commissioned | 2025-09-02 | 2025-11-07 | 14 | 8553
5141136 | Panel | 7.6 | 1 | DE PERE | WI | Brown County | Commissioned | 2025-09-03 | 2025-11-14 | 353 | IN51
5141361 | Panel | 5.7 | 1 | NEENAH | WI | Winnebago County | Commissioned | 2025-09-03 | 2025-10-28 | 111 | MN53
5141392 | Panel | 4.872 | 1 | JOHNSON CREEK | WI | Jefferson County | Commissioned | 2025-09-03 | 2025-10-20 | 319 | 7094
5141426 | Panel Storage | 18.5 | 1 | PEWAUKEE | WI | Waukesha County | Commissioned | 2025-09-03 | 2025-11-17 | 125 | 3192
5141809 | Panel | 8.36 | 1 | BLACK CREEK | WI | Outagamie County | Commissioned | 2025-09-04 | 2025-11-14 | 639 | PT52
5143298 | Panel | 15.2 | 1 | GLENBEULAH | WI | Sheboygan County | Commissioned | 2025-09-09 | 2025-10-16 | 137 | 4052
5143375 | Panel | 4.48 | 1 | WAUKESHA | WI | Waukesha County | Commissioned | 2025-09-10 | 2025-11-10 | 366 | 7066
5143438 | Panel | 5.76 | 1 | SOUTH MILWAUKEE | WI | Milwaukee County | Commissioned | 2025-09-10 | 2025-11-12 | 448 | 3161
5144728 | Panel | 4.48 | 1 | WAUKESHA | WI | Waukesha County | Commissioned | 2025-09-12 | 2025-11-24 | 366 | 7044
5145171 | Panel | 7.25 | 1 | COLGATE | WI | Washington County | Commissioned | 2025-09-15 | 2025-10-29 | 455 | 4862
5145229 | Panel | 6.08 | 1 | NEW BERLIN | WI | Waukesha County | Commissioned | 2025-09-15 | 2025-11-15 | 237 | 2774
5145514 | Panel Storage | 14.155 | 1 | KENOSHA | WI | Kenosha County | Commissioned | 2025-09-16 | 2025-11-07 | 182 | 9391
5145563 | Panel | 10.24 | 1 | WAUKESHA | WI | Waukesha County | Commissioned | 2025-09-16 | 2025-11-18 | 316 | 0963
5145630 | Panel | 6.4 | 1 | WAUKESHA | WI | Waukesha County | Commissioned | 2025-09-16 | 2025-11-07 | 254 | 5253
5145757 | Panel | 4.872 | 1 | GREENVILLE | WI | Outagamie County | Commissioned | 2025-09-16 | 2025-11-03 | 177 | UL61
5146452 | Panel | 6.282 | 1 | GRAFTON | WI | Ozaukee County | Commissioned | 2025-09-18 | 2025-11-04 | 438 | Z781
5148299 | Panel | 6.4 | 1 | KENOSHA | WI | Kenosha County | Commissioned | 2025-09-24 | 2025-11-19 | 314 | 5774
5148384 | Panel | 22.8 | 2 | BELGIUM | WI | Ozaukee County | Commissioned | 2025-09-24 | 2025-11-13 | 159 | 0588
5150194 | Panel | 9.84 | 1 | WAUKESHA | WI | Waukesha County | Commissioned | 2025-09-30 | 2025-11-15 | 366 | 7066
5150263 | Panel Storage | 11.5 | 1 | WATERFORD | WI | Racine County | Commissioned | 2025-09-30 | 2025-11-20 | 468 | 3481
5150649 | Panel | 8.376 | 1 | HARTLAND | WI | Waukesha County | Commissioned | 2025-10-01 | 2025-11-24 | 30 | 6172
5150941 | Panel | 6.5 | 1 | BROOKFIELD | WI | Waukesha County | Commissioned | 2025-10-01 | 2025-11-15 | 164 | 7971
5152275 | Panel | 5 | 1 | NEENAH | WI | Winnebago County | Commissioned | 2025-10-06 | 2025-10-31 | 111 | MN52
5154001 | Panel | 6.4 | 1 | DELAFIELD | WI | Waukesha County | Commissioned | 2025-10-09 | 2025-11-21 | 90 | 2461
4225970 | Panel | 2.8 | 1 | Larsen | WI | Winnebago County | Commissioned | 2018-05-02 | 2024-10-29 | 453 | DF52
4658909 | Panel | 6000 | 4 | FRANKSVILLE | WI | Racine County | Commissioned | 2021-04-23 | 2025-02-10 | #N/A | #N/A
4658947 | Panel | 6000 | 4 | CALEDONIA | WI | Racine County | Commissioned | 2021-04-23 | 2025-04-10 | #N/A | #N/A
4700261 | Panel | 19.893 | 1 | FRANKSVILLE | WI | Racine County | Commissioned | 2021-09-01 | 2025-03-25 | 291 | 8565
4715710 | Panel | 6000 | 4 | ELKHORN | WI | Walworth County | Commissioned | 2021-10-25 | 2024-12-30 | #N/A | #N/A
4728638 | Panel | 5000 | 4 | CAMPBELLSPORT | WI | Fond du Lac County | Commissioned | 2021-12-09 | 2024-12-12 | #N/A | #N/A
4753745 | Panel | 16 | 1 | Oconomowoc | WI | Waukesha County | Commissioned | 2022-03-08 | 2024-09-23 | 261 | 2652
4766130 | Panel | 6.67 | 1 | MOUNT PLEASANT | WI | Racine County | Commissioned | 2022-04-18 | 2024-05-30 | 447 | 1677
4792774 | Panel | 66.6 | 2 | Watertown | WI | Jefferson County | Commissioned | 2022-07-11 | 2025-03-14 | 98 | 9075
4798706 | Panel | 0 |  | SAUKVILLE | WI | Ozaukee County | Commissioned | 2023-02-16 | 2024-06-14 | 86 | 9691
4799405 | Panel Storage | 3.48 | 1 | MENOMONEE FALLS | WI | Waukesha County | Commissioned | 2022-07-29 | 2024-05-30 | 166 | 2675
4812677 | Panel | 5000 | 4 | FORT ATKINSON | WI | Jefferson County | Commissioned | 2022-09-09 | 2024-12-04 | #N/A
4816489 | Panel | 8.725 | 1 | MILWAUKEE | WI | Milwaukee County | Commissioned | 2022-09-21 | 2024-10-30 | 305 | 2851
4819091 | Panel | 10 | 1 | OAK CREEK | WI | Milwaukee County | Commissioned | 2022-09-29 | 2024-11-07 | 298 | 4551
4825314 | Other | 0 | 1 | HARTLAND | WI | Waukesha County | Commissioned | 2022-10-19 | 2024-07-23 | 103 | 2887
4828872 | Panel | 5 | 1 | WIND LAKE | WI | Racine County | Commissioned | 2022-10-31 | 2024-12-27 | 388 | 0962
4832123 | Panel | 100 | 3 | PORT WASHINGTON | WI | Ozaukee County | Commissioned | 2022-11-09 | 2024-05-30 | 438 | Z773
4834502 | Panel | 3.8 | 1 | GREENFIELD | WI | Milwaukee County | Commissioned | 2022-11-17 | 2024-06-18 | 59 | 7775
4836325 | Panel Storage | 10 | 1 | Brookfield | WI | Waukesha County | Commissioned | 2022-11-28 | 2024-05-31 | 105 | 2772
4839771 | Panel | 3 | 1 | MILWAUKEE | WI | Milwaukee County | Commissioned | 2022-12-09 | 2024-06-17 | 201 | 1354
4848889 | Panel | 50 | 2 | MILWAUKEE | WI | Milwaukee County | Commissioned | 2023-01-19 | 2024-12-20 | 415 | 7473
4850392 | Panel | 10.819 | 1 | APPLETON | WI | Outagamie County | Commissioned | 2023-01-25 | 2024-05-23 | 389 | NB64
4865844 | Panel | 10 | 1 | WEST ALLIS | WI | Milwaukee County | Commissioned | 2023-03-15 | 2024-08-09 | 375 | 5562
4871008 | Panel | 5 | 1 | Eagle | WI | Waukesha County | Commissioned | 2023-03-29 | 2024-07-18 | 384 | 4483
4873510 | Panel | 50 | 2 | MILWAUKEE | WI | Milwaukee County | Commissioned | 2023-04-06 | 2024-07-26 | #N/A
4874056 | Panel | 300 | 3 | BURLINGTON | WI | Racine County | Commissioned | 2023-04-11 | 2025-02-24 | 67 | 1146
4874542 | Panel | 3.8 | 1 | MILWAUKEE | WI | Milwaukee County | Commissioned | 2023-04-12 | 2025-01-16 | 415 | 7473
4885553 | Panel | 13.92 | 1 | OCONOMOWOC | WI | Waukesha County | Commissioned | 2023-05-19 | 2024-07-31 | 261 | 2652
4886251 | Panel Storage | 18 | 1 | WAUKESHA | WI | Waukesha County | Commissioned | 2023-05-23 | 2025-01-03 | 165 | 4761
4886413 | Panel | 5 | 1 | MILWAUKEE | WI | Milwaukee County | Commissioned | 2023-05-23 | 2024-08-21 | 305 | 2852
4893730 | Panel | 3.8 | 1 | MILWAUKEE | WI | Milwaukee County | Commissioned | 2023-06-16 | 2025-06-06 | 77 | 7472
4898083 | Panel | 120 | 2 | GLENDALE | WI | Milwaukee County | Commissioned | 2023-06-30 | 2024-10-17 | 450 | 1477
4899580 | Panel | 6 | 1 | EAST TROY | WI | Walworth County | Commissioned | 2023-07-07 | 2024-06-04 | 241 | 7375
4900071 | Panel Storage | 34.5 | 2 | GREENFIELD | WI | Milwaukee County | Commissioned | 2023-07-10 | 2024-07-17 | 434 | 0152
4900248 | Panel | 5.8 | 1 | MILWAUKEE | WI | Milwaukee County | Commissioned | 2023-07-11 | 2024-07-11 | 305 | 2852
4901094 | Panel Storage | 14.176 | 2 | SUSSEX | WI | Waukesha County | Commissioned | 2023-07-13 | 2024-07-18 | 333 | 5496
4901370 | Panel | 20 | 1 | MILWAUKEE | WI | Milwaukee County | Commissioned | 2023-07-13 | 2024-05-09 | 256 | 4661
4903041 | Panel | 7.25 | 1 | MILWAUKEE | WI | Milwaukee County | Commissioned | 2023-07-20 | 2024-11-22 | 202 | 3283
4903105 | Panel | 5.22 | 1 | SEYMOUR | WI | Outagamie County | Commissioned | 2023-07-20 | 2024-05-17 | 353 | IN51
4904666 | Panel | 6.38 | 1 | RACINE | WI | Racine County | Commissioned | 2023-07-25 | 2024-06-03 | 304 | 8364
4905209 | Panel | 4.06 | 1 | MILWAUKEE | WI | Milwaukee County | Commissioned | 2023-07-27 | 2024-10-25 | #N/A
4905266 | Panel | 7.54 | 1 | WEST ALLIS | WI | Milwaukee County | Commissioned | 2023-07-27 | 2024-05-22 | 407 | 9272
4908114 | Panel | 17.4 | 1 | MUKWONAGO | WI | Waukesha County | Commissioned | 2023-08-04 | 2024-08-15 | 241 | 7389
4909447 | Panel | 6.96 | 1 | CEDAR GROVE | WI | Sheboygan County | Commissioned | 2023-08-09 | 2024-06-11 | 1 | 6471
4911058 | Panel | 7.6 | 1 | HARTLAND | WI | Waukesha County | Commissioned | 2023-08-14 | 2024-09-03 | 30 | 6178
4912207 | Panel | 3.25 | 1 | MILWAUKEE | WI | Milwaukee County | Commissioned | 2023-08-17 | 2024-06-14 | 179 | 7251
4913052 | Panel | 27.3 | 2 | MILWAUKEE | WI | Milwaukee County | Commissioned | 2023-08-18 | 2024-12-18 | 87 | 6254
4915582 | Panel | 2.9 | 1 | MILWAUKEE | WI | Milwaukee County | Commissioned | 2023-08-28 | 2024-09-25 | 407 | 9272
4919044 | Panel | 0 |  | NEENAH | WI | Winnebago County | Commissioned | 2023-09-07 | 2024-05-08 | 390 | NC52
4920058 | Panel | 6.09 | 1 | MILWAUKEE | WI | Milwaukee County | Commissioned | 2023-09-11 | 2024-05-16 | 202 | 3273
4920230 | Panel | 6.96 | 1 | MILWAUKEE | WI | Milwaukee County | Commissioned | 2023-09-12 | 2024-05-16 | 201 | 1344
4920266 | Panel | 8.7 | 1 | WAUKESHA | WI | Waukesha County | Commissioned | 2023-09-12 | 2024-08-30 | 228 | 3585
4920576 | Panel | 11.168 | 1 | HARTLAND | WI | Waukesha County | Commissioned | 2023-09-12 | 2025-08-18 | 103 | 2887
4920688 | Panel | 6.67 | 1 | MILWAUKEE | WI | Milwaukee County | Commissioned | 2023-09-13 | 2024-11-01 | 152 | 6181
4921376 | Panel | 300 | 3 | WATERTOWN | WI | Jefferson County | Commissioned | 2023-09-14 | 2024-10-15 | 98 | 9081
4921895 | Panel | 900 | 3 | GRAFTON | WI | Ozaukee County | Commissioned | 2023-09-15 | 2025-03-07 | 458 | 3492
4922032 | Panel | 3.8 | 1 | MILWAUKEE | WI | Milwaukee County | Commissioned | 2023-09-18 | 2024-05-02 | 202 | 3283
4922130 | Panel | 7.6 | 1 | MEQUON | WI | Ozaukee County | Commissioned | 2023-09-18 | 2024-07-29 | 227 | 3962
4922241 | Panel Storage | 40.8 | 2 | NEW LONDON | WI | Waupaca County | Commissioned | 2023-09-18 | 2024-06-26 | 214 | PC52
4922793 | Panel | 6.96 | 1 | MILWAUKEE | WI | Milwaukee County | Commissioned | 2023-09-19 | 2024-05-22 | 202 | 3271
4923819 | Panel | 5.8 | 1 | SHEBOYGAN FALLS | WI | Sheboygan County | Commissioned | 2023-09-21 | 2024-06-17 | 207 | 3794
4923865 | Panel | 0 |  | NEENAH | WI | Winnebago County | Commissioned | 2023-09-22 | 2024-05-02 | 111 | MN54
4924135 | Panel Storage | 0 | 1 | FORT ATKINSON | WI | Jefferson County | Commissioned | 2023-09-22 | 2024-06-04 | 153 | 8352
4926497 | Panel | 10.71 | 1 | MILWAUKEE | WI | Milwaukee County | Commissioned | 2023-09-29 | 2024-05-02 | #N/A
4928021 | Panel Storage | 30.44 | 2 | MILWAUKEE | WI | Milwaukee County | Commissioned | 2023-10-05 | 2024-09-12 | 54 | 1483
4928438 | Panel | 5 | 1 | MILWAUKEE | WI | Milwaukee County | Commissioned | 2023-10-06 | 2025-01-02 | 150 | 1652
4928808 | Panel | 6.38 | 1 | MILWAUKEE | WI | Milwaukee County | Commissioned | 2023-10-06 | 2024-07-22 | 236 | 3554
4929690 | Panel | 4.64 | 1 | SOUTH MILWAUKEE | WI | Milwaukee County | Commissioned | 2023-10-11 | 2025-03-12 | 275 | 8453
4929957 | Panel | 10.44 | 1 | NEW BERLIN | WI | Waukesha County | Commissioned | 2023-10-12 | 2024-06-18 | 75 | 3462
4931304 | Panel | 7.6 | 1 | PEWAUKEE | WI | Waukesha County | Commissioned | 2023-10-16 | 2025-02-25 | 277 | 1852
4931785 | Panel | 3.8 | 1 | MILWAUKEE | WI | Milwaukee County | Commissioned | 2023-10-17 | 2024-10-17 | 76 | 8762
4931878 | Panel | 11.34 | 1 | KAUKAUNA | WI | Outagamie County | Commissioned | 2023-10-17 | 2024-05-31 | 160 | RD62
4932127 | Panel | 4.93 | 1 | MILWAUKEE | WI | Milwaukee County | Commissioned | 2023-10-18 | 2024-06-17 | 201 | 1344
4932176 | Panel | 10.725 | 1 | MENOMONEE FALLS | WI | Waukesha County | Commissioned | 2023-10-18 | 2024-06-25 | 335 | 6375
4932711 | Panel | 4.93 | 1 | GRAFTON | WI | Ozaukee County | Commissioned | 2023-10-19 | 2024-06-06 | 438 | X774
4933786 | Panel | 8.7 | 1 | MILWAUKEE | WI | Milwaukee County | Commissioned | 2023-10-24 | 2024-06-05 | 202 | 3283
4933832 | Panel | 6.96 | 1 | MILWAUKEE | WI | Milwaukee County | Commissioned | 2023-10-24 | 2024-05-24 | 202 | 3283
4933845 | Panel Storage | 23 | 2 | PEWAUKEE | WI | Waukesha County | Commissioned | 2023-10-24 | 2025-11-17 | 367 | 1152
4934029 | Panel | 100 | 2 | RACINE | WI | Racine County | Commissioned | 2023-10-24 | 2024-10-22 | 291 | 8566
4934054 | Panel | 5.376 | 1 | MILWAUKEE | WI | Milwaukee County | Commissioned | 2023-10-24 | 2024-07-05 | 150 | 1654
4934256 | Panel | 2.32 | 1 | NEW BERLIN | WI | Waukesha County | Commissioned | 2023-10-25 | 2024-06-12 | 75 | 3462
4935160 | Panel | 5.8 | 1 | MILWAUKEE | WI | Milwaukee County | Commissioned | 2023-10-27 | 2024-05-03 | 211 | 2663
4935237 | Panel | 5.51 | 1 | MILWAUKEE | WI | Milwaukee County | Commissioned | 2023-10-27 | 2024-07-26 | 236 | 3554
4935671 | Panel | 6.38 | 1 | MILWAUKEE | WI | Milwaukee County | Commissioned | 2023-10-30 | 2024-07-01 | 236 | 3554
4935736 | Panel | 16.4 | 1 | APPLETON | WI | Outagamie County | Commissioned | 2023-10-30 | 2024-11-13 | 70 | BDM2
4936328 | Panel | 5.8 | 1 | MILWAUKEE | WI | Milwaukee County | Commissioned | 2023-11-01 | 2024-07-30 | 236 | 3554
4936422 | Panel | 7.25 | 1 | NEW BERLIN | WI | Waukesha County | Commissioned | 2023-11-01 | 2024-07-17 | 75 | 3462
4936929 | Panel Storage | 6.96 | 1 | PLEASANT PRAIRIE | WI | Kenosha County | Commissioned | 2023-11-02 | 2024-08-05 | 182 | 9395
4937193 | Panel | 4.64 | 1 | BELGIUM | WI | Ozaukee County | Commissioned | 2023-11-03 | 2024-12-20 | 41 | 2261
4939769 | Panel | 10 | 1 | MEQUON | WI | Ozaukee County | Commissioned | 2023-11-13 | 2025-08-04 | 227 | 3962
4939820 | Panel Storage | 7.6 | 1 | SUSSEX | WI | Waukesha County | Commissioned | 2023-11-13 | 2025-01-28 | 333 | 5482
4940118 | Panel | 6.144 | 1 | CAMPBELLSPORT | WI | Fond du Lac County | Commissioned | 2023-11-14 | 2024-06-11 | 27 | 1841
4941638 | Panel Storage | 10 | 1 | KEWASKUM | WI | Washington County | Commissioned | 2023-11-20 | 2025-03-07 | 33 | 9785
4941774 | Panel | 3.8 | 1 | MILWAUKEE | WI | Milwaukee County | Commissioned | 2023-11-21 | 2024-08-23 | 121 | 2862
4942769 | Panel | 8.505 | 1 | NEW BERLIN | WI | Waukesha County | Commissioned | 2023-11-27 | 2024-05-06 | 329 | 2462
4943266 | Panel | 1320 | 4 | OAK CREEK | WI | Milwaukee County | Commissioned | 2023-11-28 | 2025-10-23 | 589 | 6581
4943518 | Panel | 150 | 2 | PLEASANT PRAIRIE | WI | Kenosha County | Commissioned | 2023-12-08 | 2024-10-03 | 182 | 9372
4943755 | Panel | 22.8 | 2 | RACINE | WI | Racine County | Commissioned | 2023-11-30 | 2024-06-10 | 310 | 2751
4943784 | Panel Storage | 20.4 | 2 | NEENAH | WI | Winnebago County | Commissioned | 2023-11-30 | 2024-12-06 | 57 | GW64
4943792 | Panel | 9.6 | 1 | OCONOMOWOC | WI | Waukesha County | Commissioned | 2023-11-30 | 2024-11-15 | 25 | 0884
4945406 | Panel | 10.73 | 1 | CECIL | WI | Shawano County | Commissioned | 2023-12-07 | 2024-06-06 | 381 | CL84
4945577 | Panel | 10.44 | 1 | WATERTOWN | WI | Dodge County | Commissioned | 2023-12-07 | 2024-06-25 | 98 | 9084
4945619 | Panel | 5.8 | 1 | WAUKESHA | WI | Waukesha County | Commissioned | 2023-12-07 | 2024-06-18 | 576 | 2971
4945698 | Panel | 6.38 | 1 | MILWAUKEE | WI | Milwaukee County | Commissioned | 2023-12-08 | 2024-07-08 | 305 | 2851
4945735 | Panel | 3.77 | 1 | WEYAUWEGA | WI | Waupaca County | Commissioned | 2023-12-08 | 2024-07-12 | 272 | RG62
4945755 | Panel | 6 | 1 | KAUKAUNA | WI | Outagamie County | Commissioned | 2023-12-08 | 2024-10-23 | 425 | CL52
4946242 | Panel | 3.77 | 1 | WEST BEND | WI | Washington County | Commissioned | 2023-12-11 | 2024-07-08 | 168 | 5652
4946323 | Panel | 4.725 | 1 | MILWAUKEE | WI | Milwaukee County | Commissioned | 2023-12-11 | 2024-07-08 | #N/A
4946503 | Panel | 3.78 | 1 | MILWAUKEE | WI | Milwaukee County | Commissioned | 2023-12-12 | 2024-05-15 | 87 | 6264
4946766 | Panel | 5.376 | 1 | MILWAUKEE | WI | Milwaukee County | Commissioned | 2023-12-13 | 2024-10-02 | 201 | 1363
4947098 | Panel | 6.09 | 1 | WEST BEND | WI | Washington County | Commissioned | 2023-12-14 | 2024-06-11 | 33 | 9782
4948091 | Panel | 5 | 1 | MILWAUKEE | WI | Milwaukee County | Commissioned | 2023-12-18 | 2024-07-10 | 305 | 2852
4948932 | Panel | 4.41 | 1 | MILWAUKEE | WI | Milwaukee County | Commissioned | 2023-12-20 | 2024-05-20 | 423 | 9471
4948939 | Panel | 8.19 | 1 | MILWAUKEE | WI | Milwaukee County | Commissioned | 2023-12-20 | 2024-08-19 | #N/A
4949076 | Panel | 6.615 | 1 | GLENDALE | WI | Milwaukee County | Commissioned | 2023-12-21 | 2024-06-05 | 61 | 4953
4949171 | Panel | 4.06 | 1 | MILWAUKEE | WI | Milwaukee County | Commissioned | 2023-12-21 | 2024-06-13 | 305 | 2852
4949340 | Panel | 15.2 | 1 | HORTONVILLE | WI | Outagamie County | Commissioned | 2023-12-21 | 2024-06-17 | 139 | LL81
4949584 | Panel | 7.875 | 1 | MILWAUKEE | WI | Milwaukee County | Commissioned | 2023-12-22 | 2024-06-21 | 423 | 9452
4949619 | Panel Storage | 10.71 | 2 | WAUWATOSA | WI | Milwaukee County | Commissioned | 2023-12-22 | 2024-05-31 | 249 | 4571
4949635 | Panel | 10.24 | 1 | MILWAUKEE | WI | Milwaukee County | Commissioned | 2023-12-22 | 2024-05-20 | 76 | 8751
4950218 | Panel | 7.25 | 1 | APPLETON | WI | Outagamie County | Commissioned | 2023-12-27 | 2024-05-10 | 251 | OR53
4950571 | Panel | 3.8 | 1 | MILWAUKEE | WI | Milwaukee County | Commissioned | 2023-12-29 | 2024-11-25 | 150 | 1662
4950722 | Panel | 3.84 | 1 | PHELPS | WI | Vilas County | Commissioned | 2023-12-29 | 2024-07-15 | 343 | WL51
4950771 | Panel | 15.08 | 1 | MUSKEGO | WI | Waukesha County | Commissioned | 2023-12-29 | 2024-06-10 | 288 | 3061
4950921 | Biomass Other | 1680 | 4 | APPLETON | WI | Outagamie County | Commissioned | 2024-01-02 | 2025-05-28 | 93 | 5330
4951381 | Panel | 5.8 | 1 | MILWAUKEE | WI | Milwaukee County | Commissioned | 2024-01-03 | 2024-06-28 | 202 | 3283
4951417 | Panel | 5.51 | 1 | APPLETON | WI | Outagamie County | Commissioned | 2024-01-03 | 2024-05-24 | 578 | ST62
4951425 | Panel | 6.38 | 1 | APPLETON | WI | Outagamie County | Commissioned | 2024-01-03 | 2024-06-19 | 20 | HL62
4951435 | Panel | 5.51 | 1 | MILWAUKEE | WI | Milwaukee County | Commissioned | 2024-01-03 | 2024-06-05 | 434 | 0153
4951843 | Panel | 8.505 | 1 | FREDONIA | WI | Ozaukee County | Commissioned | 2024-01-04 | 2024-06-24 | #N/A | #N/A
4952362 | Panel | 1.89 | 1 | PALMYRA | WI | Jefferson County | Commissioned | 2024-01-08 | 2024-05-15 | 268 | 4152
4952362 | Panel | 8.19 | 1 | PALMYRA | WI | Jefferson County | Commissioned | 2024-01-08 | 2024-05-15 | 268 | 4152
4952427 | Panel | 6.3 | 1 | MILWAUKEE | WI | Milwaukee County | Commissioned | 2024-01-08 | 2024-05-17 | 305 | 2851
4952476 | Panel | 7.56 | 1 | SHOREWOOD | WI | Milwaukee County | Commissioned | 2024-01-08 | 2024-05-24 | 305 | 2862
4952822 | Panel | 300 | 3 | MEQUON | WI | Ozaukee County | Commissioned | 2024-01-09 | 2024-11-27 | 227 | 3954
4952885 | Panel | 3.15 | 1 | MILWAUKEE | WI | Milwaukee County | Commissioned | 2024-01-09 | 2024-05-08 | 305 | 2874
4953322 | Panel | 10 | 1 | EDEN | WI | Fond du Lac County | Commissioned | 2024-01-10 | 2024-08-08 | 108 | 0182
4954989 | Panel | 53 | 2 | BONDUEL | WI | Shawano County | Commissioned | 2024-01-16 | 2024-12-18 | 50 | BON1
4955355 | Panel | 4.64 | 1 | GREENFIELD | WI | Milwaukee County | Commissioned | 2024-01-17 | 2024-10-23 | 59 | 7784
4955618 | Panel Storage | 4.64 | 1 | MILWAUKEE | WI | Milwaukee County | Commissioned | 2024-01-18 | 2024-05-17 | #N/A
4955680 | Panel | 7.83 | 1 | MILWAUKEE | WI | Milwaukee County | Commissioned | 2024-01-18 | 2024-08-01 | 97 | 8052
4955940 | Panel | 18.27 | 1 | HARTLAND | WI | Waukesha County | Commissioned | 2024-01-19 | 2024-06-06 | 116 | 0353
4956359 | Panel | 7.56 | 1 | APPLETON | WI | Outagamie County | Commissioned | 2024-01-22 | 2024-05-17 | 162 | RR63
4956652 | Panel | 6.3 | 1 | MILWAUKEE | WI | Milwaukee County | Commissioned | 2024-01-22 | 2024-05-24 | 305 | 2851
4956671 | Panel | 10.24 | 1 | JOHNSON CREEK | WI | Jefferson County | Commissioned | 2024-01-22 | 2024-05-06 | 174 | 6677
4956876 | Panel | 7.25 | 1 | SALEM | WI | Kenosha County | Commissioned | 2024-01-23 | 2024-06-07 | 67 | 1152
4957532 | Panel | 18.846 | 1 | BAYSIDE | WI | Milwaukee County | Commissioned | 2024-01-25 | 2025-03-03 | 54 | 1482
4958250 | Panel | 6.67 | 1 | MILWAUKEE | WI | Milwaukee County | Commissioned | 2024-01-29 | 2024-08-30 | 236 | 3563
4958352 | Panel | 15.2 | 1 | APPLETON | WI | Outagamie County | Commissioned | 2024-01-29 | 2024-06-19 | 80 | AS61
4958521 | Panel | 12.913 | 1 | FORT ATKINSON | WI | Jefferson County | Commissioned | 2024-01-29 | 2024-06-19 | 384 | 4473
4958553 | Panel | 5.51 | 1 | MILWAUKEE | WI | Milwaukee County | Commissioned | 2024-01-29 | 2024-07-03 | 150 | 1663
4958564 | Panel | 15.2 | 1 | APPLETON | WI | Outagamie County | Commissioned | 2024-01-29 | 2024-08-28 | 20 | HL62
4958676 | Panel | 5.584 | 1 | GERMANTOWN | WI | Washington County | Commissioned | 2024-01-30 | 2024-05-10 | 227 | 3962
4958725 | Panel | 4.06 | 1 | FORT ATKINSON | WI | Jefferson County | Commissioned | 2024-01-30 | 2024-06-13 | 154 | 9161
4958898 | Panel | 6.96 | 1 | DOUSMAN | WI | Waukesha County | Commissioned | 2024-01-30 | 2024-06-26 | #N/A | #N/A
4959444 | Panel | 5.22 | 1 | BEAVER DAM | WI | Dodge County | Commissioned | 2024-02-01 | 2024-06-03 | 319 | 7091
4959464 | Panel | 6 | 1 | MILWAUKEE | WI | Milwaukee County | Commissioned | 2024-02-01 | 2024-06-13 | 415 | 7464
4959478 | Panel | 7.04 | 1 | CUDAHY | WI | Milwaukee County | Commissioned | 2024-02-01 | 2024-05-02 | 448 | 3153
4959539 | Panel | 5.76 | 1 | MILWAUKEE | WI | Milwaukee County | Commissioned | 2024-02-01 | 2024-07-25 | 96 | 1652
4959571 | Panel | 4.48 | 1 | MILWAUKEE | WI | Milwaukee County | Commissioned | 2024-02-01 | 2024-07-18 | 386 | 5953
4959987 | Panel | 8.32 | 1 | MILWAUKEE | WI | Milwaukee County | Commissioned | 2024-02-02 | 2024-05-29 | 434 | 0151
4960869 | Panel | 9.135 | 1 | MILWAUKEE | WI | Milwaukee County | Commissioned | 2024-02-02 | 2024-05-17 | #N/A
4961127 | Panel | 5.76 | 1 | GREENDALE | WI | Milwaukee County | Commissioned | 2024-02-05 | 2024-05-07 | 134 | 1672
4961246 | Panel | 13.2 | 1 | MEQUON | WI | Ozaukee County | Commissioned | 2024-02-05 | 2024-09-19 | 227 | 3962
4961305 | Panel | 5.76 | 1 | MILWAUKEE | WI | Milwaukee County | Commissioned | 2024-02-05 | 2024-05-23 | 386 | 5964
4961373 | Panel | 3.84 | 1 | MILWAUKEE | WI | Milwaukee County | Commissioned | 2024-02-05 | 2024-06-21 | 96 | 1651
4961419 | Panel | 5 | 1 | RACINE | WI | Racine County | Commissioned | 2024-02-05 | 2024-05-28 | 143 | 1462
4961453 | Panel | 7.04 | 1 | MILWAUKEE | WI | Milwaukee County | Commissioned | 2024-02-06 | 2024-06-25 | 96 | 1652
4962510 | Panel | 13.435 | 1 | FOX POINT | WI | Milwaukee County | Commissioned | 2024-02-08 | 2024-06-03 | 54 | 1482
4962598 | Panel | 7.56 | 1 | MENASHA | WI | Winnebago County | Commissioned | 2024-02-08 | 2024-06-21 | 92 | LS84
4962823 | Panel | 3.48 | 1 | NEW BERLIN | WI | Waukesha County | Commissioned | 2024-02-09 | 2024-08-27 | 459 | 2252
4962872 | Panel | 4.64 | 1 | BROOKFIELD | WI | Waukesha County | Commissioned | 2024-02-09 | 2024-08-15 | 335 | 6381
4963154 | Panel | 62.5 | 3 | WHITEWATER | WI | Walworth County | Commissioned | 2024-02-12 | 2024-08-14 | 384 | 4482
4963154 | Panel | 162.5 | 3 | WHITEWATER | WI | Walworth County | Commissioned | 2024-02-13 | 2024-08-14 | 384 | 4482
4963182 | Panel | 3360 | 4 | APPLETON | WI | Outagamie County | Commissioned | 2024-02-12 | 2025-11-21 | 21 | 5800
4963331 | Panel | 7.6 | 1 | GERMANTOWN | WI | Washington County | Commissioned | 2024-02-12 | 2024-05-02 | 166 | 2686
4963500 | Panel | 7.04 | 1 | WAUWATOSA | WI | Milwaukee County | Commissioned | 2024-02-12 | 2024-10-24 | 79 | 1951
4963775 | Panel | 7.68 | 1 | GREENFIELD | WI | Milwaukee County | Commissioned | 2024-02-13 | 2024-06-11 | 434 | 0162
4963808 | Panel | 6.38 | 1 | RACINE | WI | Racine County | Commissioned | 2024-02-13 | 2024-06-05 | 145 | 2572
4963828 | Panel | 69.2 | 2 | MILWAUKEE | WI | Milwaukee County | Commissioned | 2024-02-13 | 2024-12-03 | 59 | 7775
4963899 | Panel | 7.875 | 1 | MILWAUKEE | WI | Milwaukee County | Commissioned | 2024-02-14 | 2024-07-08 | 305 | 2852
4964464 | Panel | 2.9 | 1 | MILWAUKEE | WI | Milwaukee County | Commissioned | 2024-02-15 | 2024-08-16 | 211 | 2662
4964497 | Panel | 2.9 | 1 | APPLETON | WI | Outagamie County | Commissioned | 2024-02-15 | 2025-05-13 | 80 | AS73
4964593 | Panel | 4.64 | 1 | MUSKEGO | WI | Waukesha County | Commissioned | 2024-02-15 | 2024-08-20 | 244 | 0162
4964625 | Panel | 6.96 | 1 | KENOSHA | WI | Kenosha County | Commissioned | 2024-02-15 | 2024-06-19 | 314 | 5782
4964698 | Panel | 7.875 | 1 | BROOKFIELD | WI | Waukesha County | Commissioned | 2024-02-16 | 2024-05-29 | 75 | 3451
4964701 | Panel | 4.41 | 1 | GRAFTON | WI | Ozaukee County | Commissioned | 2024-02-16 | 2024-05-30 | 401 | 6452
4965218 | Panel | 8.19 | 1 | WHITEWATER | WI | Walworth County | Commissioned | 2024-02-16 | 2024-05-10 | 325 | 6581
4965327 | Panel Storage | 4.35 | 1 | MILWAUKEE | WI | Milwaukee County | Commissioned | 2024-02-19 | 2024-08-20 | 415 | 7461
4966572 | Panel Storage | 10 |  | NEW BERLIN | WI | Waukesha County | Commissioned | 2024-02-19 | 2024-05-10 | 329 | 2451
4966608 | Panel | 5 | 1 | KENOSHA | WI | Kenosha County | Commissioned | 2024-02-19 | 2024-05-13 | 14 | 8552
4967802 | Panel | 6.3 | 1 | DOUSMAN | WI | Waukesha County | Commissioned | 2024-02-20 | 2024-05-03 | 122 | 3561
4967885 | Panel | 76.95 | 2 | PEWAUKEE | WI | Waukesha County | Commissioned | 2024-02-20 | 2025-07-02 | 366 | 7063
4968031 | Panel | 5.22 | 1 | WEST ALLIS | WI | Milwaukee County | Commissioned | 2024-02-20 | 2024-10-28 | 375 | 5552
4968085 | Panel | 18 | 1 | ADELL | WI | Sheboygan County | Commissioned | 2024-02-20 | 2024-05-22 | 27 | 1842
4968172 | Panel | 12.915 | 1 | MILWAUKEE | WI | Milwaukee County | Commissioned | 2024-02-21 | 2024-07-11 | #N/A
4968180 | Panel | 10.44 | 1 | FREEDOM | WI | Outagamie County | Commissioned | 2024-02-21 | 2024-08-15 | 20 | HL61
4968668 | Panel | 3.84 | 1 | MILWAUKEE | WI | Milwaukee County | Commissioned | 2024-02-22 | 2024-06-11 | 66 | 8663
4968731 | Panel Storage | 7.6 | 1 | MENOMONEE FALLS | WI | Waukesha County | Commissioned | 2024-02-22 | 2024-06-06 | 335 | 6381
4968777 | Panel | 8.32 | 1 | MILWAUKEE | WI | Milwaukee County | Commissioned | 2024-02-22 | 2024-06-21 | #N/A | #N/A
4968796 | Panel | 7.678 | 1 | KENOSHA | WI | Kenosha County | Commissioned | 2024-02-22 | 2024-07-03 | 315 | 2363
4968961 | Panel | 4.48 | 1 | MILWAUKEE | WI | Milwaukee County | Commissioned | 2024-02-23 | 2024-06-21 | 404 | 3472
4969455 | Panel | 5.12 | 1 | MILWAUKEE | WI | Milwaukee County | Commissioned | 2024-02-26 | 2024-05-17 | 386 | 5971
4969553 | Panel | 12.8 | 1 | MILWAUKEE | WI | Milwaukee County | Commissioned | 2024-02-26 | 2024-06-26 | 256 | 4661
4969695 | Panel | 6.38 | 1 | MILWAUKEE | WI | Milwaukee County | Commissioned | 2024-02-26 | 2024-06-07 | 201 | 1346
4969715 | Panel | 4.48 | 1 | MILWAUKEE | WI | Milwaukee County | Commissioned | 2024-02-26 | 2024-06-21 | 102 | 3662
4969735 | Panel | 3.84 | 1 | MILWAUKEE | WI | Milwaukee County | Commissioned | 2024-02-26 | 2024-05-28 | 87 | 6253
4969785 | Panel | 3.84 | 1 | MILWAUKEE | WI | Milwaukee County | Commissioned | 2024-02-27 | 2024-07-11 | 66 | 8662
4969798 | Panel | 5.12 | 1 | MILWAUKEE | WI | Milwaukee County | Commissioned | 2024-02-27 | 2024-08-14 | 87 | 6263
4969859 | Panel | 7.04 | 1 | WAUWATOSA | WI | Milwaukee County | Commissioned | 2024-02-27 | 2024-06-25 | 249 | 4571
4969876 | Panel | 7.56 | 1 | UNION GROVE | WI | Racine County | Commissioned | 2024-02-27 | 2024-06-19 | 269 | 8983
4969893 | Panel | 3.15 | 1 | MILWAUKEE | WI | Milwaukee County | Commissioned | 2024-02-27 | 2024-06-11 | #N/A
4969909 | Panel | 6.825 | 1 | CUDAHY | WI | Milwaukee County | Commissioned | 2024-02-27 | 2024-05-17 | 448 | 3163
4970258 | Panel | 6.4 | 1 | WAUWATOSA | WI | Milwaukee County | Commissioned | 2024-02-28 | 2024-06-07 | 249 | 4571
4970447 | Panel Storage | 11.5 | 1 | SUSSEX | WI | Waukesha County | Commissioned | 2024-02-28 | 2024-05-21 | 333 | 5496
4970875 | Panel | 5.22 | 1 | HALES CORNERS | WI | Milwaukee County | Commissioned | 2024-02-29 | 2024-07-16 | 329 | 2462
4970937 | Panel | 5.22 | 1 | CUDAHY | WI | Milwaukee County | Commissioned | 2024-02-29 | 2024-10-16 | 448 | 3163
4971122 | Panel | 4.06 | 1 | SOUTH MILWAUKEE | WI | Milwaukee County | Commissioned | 2024-03-01 | 2024-10-15 | 275 | 8444
4971180 | Panel | 2.9 | 1 | RACINE | WI | Racine County | Commissioned | 2024-03-01 | 2024-08-19 | 310 | 2751
4971200 | Panel | 5.22 | 1 | RACINE | WI | Racine County | Commissioned | 2024-03-01 | 2024-11-08 | 145 | 2571
4971221 | Panel | 7.68 | 1 | MILWAUKEE | WI | Milwaukee County | Commissioned | 2024-03-01 | 2024-07-16 | 386 | 5964
4971254 | Panel Storage | 23 | 2 | NEENAH | WI | Winnebago County | Commissioned | 2024-03-01 | 2024-06-06 | 57 | GW52
4971497 | Panel | 7.54 | 1 | APPLETON | WI | Outagamie County | Commissioned | 2024-03-04 | 2024-07-30 | 92 | LS71
4971514 | Panel | 3.84 | 1 | MILWAUKEE | WI | Milwaukee County | Commissioned | 2024-03-04 | 2024-07-24 | 423 | 9471
4971564 | Panel | 2.9 | 1 | GREENDALE | WI | Milwaukee County | Commissioned | 2024-03-04 | 2024-08-09 | 134 | 1661
4971608 | Panel | 7.445 | 1 | RIVER HILLS | WI | Milwaukee County | Commissioned | 2024-03-04 | 2024-10-29 | 54 | 1481
4971676 | Panel | 8.96 | 1 | MILWAUKEE | WI | Milwaukee County | Commissioned | 2024-03-04 | 2024-07-30 | 249 | 4571
4971715 | Panel | 5.12 | 1 | MILWAUKEE | WI | Milwaukee County | Commissioned | 2024-03-04 | 2024-08-09 | 404 | 3473
4971758 | Panel Storage | 15.2 |  | APPLETON | WI | Outagamie County | Commissioned | 2024-03-04 | 2024-05-02 | 639 | PT51
4971783 | Panel | 6.4 | 1 | MILWAUKEE | WI | Milwaukee County | Commissioned | 2024-03-04 | 2024-06-12 | 117 | 0761
4971816 | Panel | 4.48 | 1 | MILWAUKEE | WI | Milwaukee County | Commissioned | 2024-03-04 | 2024-06-26 | 87 | 6263
4971885 | Panel | 5.985 | 1 | FOX POINT | WI | Milwaukee County | Commissioned | 2024-03-05 | 2024-06-27 | 54 | 1482
4971896 | Panel | 4.725 | 1 | MILWAUKEE | WI | Milwaukee County | Commissioned | 2024-03-05 | 2024-07-11 | 305 | 2852
4971924 | Panel Storage | 11.5 | 2 | ELM GROVE | WI | Waukesha County | Commissioned | 2024-03-05 | 2024-05-14 | 391 | 8662
4972059 | Panel | 2.835 | 1 | MILWAUKEE | WI | Milwaukee County | Commissioned | 2024-03-05 | 2024-08-14 | 305 | 2874
4972080 | Panel | 6.282 | 1 | CUDAHY | WI | Milwaukee County | Commissioned | 2024-03-05 | 2024-06-13 | 448 | 3162
4972342 | Panel Storage | 34.5 | 2 | HARTLAND | WI | Waukesha County | Commissioned | 2024-03-06 | 2024-06-21 | 103 | 2888
4972620 | Panel | 8.12 | 1 | KENOSHA | WI | Kenosha County | Commissioned | 2024-03-07 | 2024-06-27 | 182 | 9371
4972681 | Panel | 6.98 | 1 | CEDARBURG | WI | Ozaukee County | Commissioned | 2024-03-06 | 2024-10-08 | 91 | 5152
4972690 | Panel | 4.06 | 1 | LAKE MILLS | WI | Jefferson County | Commissioned | 2024-03-07 | 2024-05-31 | 174 | 6677
4972766 | Panel Storage | 11.5 |  | BROOKFIELD | WI | Waukesha County | Commissioned | 2024-03-07 | 2024-05-02 | 77 | 7462
4973174 | Panel | 13.96 | 1 | HORTONVILLE | WI | Outagamie County | Commissioned | 2024-03-08 | 2024-05-22 | 139 | LL83
4973817 | Panel | 3.8 | 1 | MILWAUKEE | WI | Milwaukee County | Commissioned | 2024-03-11 | 2024-08-06 | 150 | 1672
4974267 | Panel | 300 | 3 | GLENDALE | WI | Milwaukee County | Commissioned | 2024-03-12 | 2024-10-04 | 150 | 1661
4974313 | Panel | 8.32 | 1 | MILWAUKEE | WI | Milwaukee County | Commissioned | 2024-03-13 | 2024-06-04 | 249 | 4597
4974383 | Panel | 7.68 | 1 | OAK CREEK | WI | Milwaukee County | Commissioned | 2024-03-13 | 2024-05-10 | 55 | 2191
4974405 | Panel | 50 | 2 | GRAFTON | WI | Ozaukee County | Commissioned | 2024-03-13 | 2024-09-13 | 458 | 3492
4974511 | Panel | 5.76 | 1 | MILWAUKEE | WI | Milwaukee County | Commissioned | 2024-03-13 | 2024-07-03 | 66 | 8663
4974539 | Panel Storage | 34.5 | 2 | ELM GROVE | WI | Waukesha County | Commissioned | 2024-03-13 | 2024-07-12 | 391 | 8662
4974601 | Panel | 4.06 | 1 | APPLETON | WI | Outagamie County | Commissioned | 2024-03-13 | 2024-09-20 | 186 | MB62
4974736 | Panel | 8.376 | 1 | MILWAUKEE | WI | Milwaukee County | Commissioned | 2024-03-14 | 2024-11-22 | 76 | 8761
4974976 | Panel | 6.38 | 1 | HARTLAND | WI | Waukesha County | Commissioned | 2024-03-14 | 2024-09-20 | 30 | 6178
4975004 | Panel | 5.8 | 1 | APPLETON | WI | Outagamie County | Commissioned | 2024-03-14 | 2025-05-30 | 80 | AS61
4975047 | Panel | 6.528 | 1 | APPLETON | WI | Outagamie County | Commissioned | 2024-03-15 | 2024-11-18 | 191 | PK53
4975110 | Panel | 17.3 | 1 | MILWAUKEE | WI | Milwaukee County | Commissioned | 2024-03-15 | 2025-01-09 | 404 | 3494
4975140 | Panel | 5.8 | 1 | KENOSHA | WI | Milwaukee County | Commissioned | 2024-03-15 | 2024-10-15 | 330 | 5151
4975277 | Panel | 11.4 | 1 | ELKHORN | WI | Walworth County | Commissioned | 2024-03-15 | 2024-06-26 | 325 | 6581
4975344 | Panel | 8.505 | 1 | NASHOTAH | WI | Waukesha County | Commissioned | 2024-03-15 | 2024-06-10 | 90 | 2451
4975824 | Panel | 13.77 | 1 | ELKHORN | WI | Walworth County | Commissioned | 2024-03-18 | 2024-05-30 | 325 | 6574
4975918 | Panel | 6.4 | 1 | WAUWATOSA | WI | Milwaukee County | Commissioned | 2024-03-18 | 2024-07-26 | 249 | 4571
4976102 | Panel | 5 | 1 | MILWAUKEE | WI | Milwaukee County | Commissioned | 2024-03-19 | 2024-10-04 | 196 | 9552
4976136 | Panel Storage | 11.5 |  | HARTLAND | WI | Waukesha County | Commissioned | 2024-03-19 | 2024-05-06 | #N/A | #N/A
4976211 | Panel | 4.06 | 1 | MILWAUKEE | WI | Milwaukee County | Commissioned | 2024-03-19 | 2024-10-08 | 202 | 3283
4976252 | Panel | 4.41 | 1 | MILWAUKEE | WI | Milwaukee County | Commissioned | 2024-03-19 | 2024-08-06 | 150 | 1661
4976257 | Panel | 10.88 | 1 | ELKHART LAKE | WI | Sheboygan County | Commissioned | 2024-03-19 | 2024-10-17 | #N/A | #N/A
4976271 | Panel | 12 | 1 | WEYAUWEGA | WI | Waupaca County | Commissioned | 2024-03-19 | 2024-06-28 | 467 | YL52
4976363 | Panel | 4.886 | 1 | RACINE | WI | Racine County | Commissioned | 2024-03-19 | 2024-05-10 | 175 | 9851
4976393 | Panel | 9.86 | 1 | PEWAUKEE | WI | Waukesha County | Commissioned | 2024-03-19 | 2024-07-15 | 333 | 5487
4976455 | Panel | 5.7 | 1 | APPLETON | WI | Outagamie County | Commissioned | 2024-03-19 | 2024-07-17 | 389 | NB54
4976507 | Panel | 5 | 1 | RACINE | WI | Racine County | Commissioned | 2024-03-20 | 2024-07-02 | 175 | 9851
4976516 | Panel Storage | 24.93 | 2 | WAUKESHA | WI | Waukesha County | Commissioned | 2024-03-20 | 2024-12-12 | 380 | 2153
4976537 | Panel | 3.48 | 1 | HARTLAND | WI | Waukesha County | Commissioned | 2024-03-20 | 2024-05-14 | 419 | 8151
4976813 | Panel Storage | 11.5 | 2 | IXONIA | WI | Jefferson County | Commissioned | 2024-03-20 | 2024-05-20 | 25 | 0881
4976882 | Panel | 8.99 | 1 | WAUKESHA | WI | Waukesha County | Commissioned | 2024-03-21 | 2024-05-22 | 351 | 1461
4977078 | Panel Storage | 12.2 | 1 | FORT ATKINSON | WI | Jefferson County | Commissioned | 2024-03-21 | 2024-11-01 | 384 | 4473
4977104 | Panel | 12.288 | 1 | WHITEWATER | WI | Walworth County | Commissioned | 2024-03-21 | 2024-08-08 | 384 | 4484
4977232 | Panel | 19.94 | 1 | NEW LONDON | WI | Waupaca County | Commissioned | 2024-03-21 | 2024-06-07 | 467 | YL51
4977242 | Panel | 5.8 | 1 | GERMANTOWN | WI | Washington County | Commissioned | 2024-03-21 | 2024-06-13 | 334 | 4372
4977315 | Panel | 2.32 | 1 | APPLETON | WI | Outagamie County | Commissioned | 2024-03-22 | 2024-09-24 | 389 | NB61
4977326 | Panel | 7.6 | 1 | MILWAUKEE | WI | Milwaukee County | Commissioned | 2024-03-22 | 2024-10-17 | #N/A
4977351 | Panel | 4.41 | 1 | MILWAUKEE | WI | Milwaukee County | Commissioned | 2024-03-22 | 2024-07-16 | 249 | 4571
4977359 | Panel | 4.425 | 1 | OCONOMOWOC | WI | Waukesha County | Commissioned | 2024-03-22 | 2024-05-31 | 261 | 2651
4977606 | Panel | 6.96 | 1 | MILWAUKEE | WI | Milwaukee County | Commissioned | 2024-03-22 | 2024-09-19 | 171 | 2351
4977755 | Panel | 6.4 | 1 | MILWAUKEE | WI | Milwaukee County | Commissioned | 2024-03-25 | 2024-07-18 | 404 | 3472
4977763 | Panel | 3.84 | 1 | FRANKLIN | WI | Milwaukee County | Commissioned | 2024-03-25 | 2024-07-12 | 463 | 7872
4977889 | Panel Storage Other | 38.396 | 1 | NASHOTAH | WI | Waukesha County | Commissioned | 2024-03-25 | 2024-11-07 | 30 | 6172
4977937 | Panel | 200 | 2 | WAUWATOSA | WI | Milwaukee County | Commissioned | 2024-03-25 | 2025-02-04 | 249 | 4571
4977954 | Panel | 4.48 | 1 | OAK CREEK | WI | Milwaukee County | Commissioned | 2024-03-25 | 2024-09-06 | 275 | 8452
4977975 | Panel Storage | 11.5 | 2 | HARTLAND | WI | Waukesha County | Commissioned | 2024-03-25 | 2024-05-16 | 103 | 2887
4978230 | Panel | 5.605 | 1 | GREENVILLE | WI | Outagamie County | Commissioned | 2024-03-26 | 2024-06-10 | 177 | UL61
4978310 | Panel | 5.12 | 1 | SOUTH MILWAUKEE | WI | Milwaukee County | Commissioned | 2024-03-26 | 2024-08-02 | 247 | 2552
4978361 | Panel Storage | 7.6 | 1 | EAGLE | WI | Waukesha County | Commissioned | 2024-03-26 | 2024-06-13 | 325 | 6574
4978469 | Panel | 9.6 | 1 | EAGLE RIVER | WI | Vilas County | Commissioned | 2024-03-26 | 2024-06-12 | 100 | ON61
4978531 | Panel | 5.8 | 1 | MUKWONAGO | WI | Waukesha County | Commissioned | 2024-03-26 | 2024-11-14 | 241 | 7377
4978626 | Panel | 7.68 | 1 | SOUTH MILWAUKEE | WI | Milwaukee County | Commissioned | 2024-03-27 | 2024-08-16 | 448 | 3152
4978634 | Panel Storage | 15.2 | 1 | WIND LAKE | WI | Racine County | Commissioned | 2024-03-27 | 2025-02-14 | 388 | 0962
4978651 | Panel | 5.12 | 1 | CUDAHY | WI | Milwaukee County | Commissioned | 2024-03-27 | 2024-06-19 | 31 | 5182
4978680 | Panel | 8.32 | 1 | SOUTH MILWAUKEE | WI | Milwaukee County | Commissioned | 2024-03-27 | 2024-05-20 | 247 | 2552
4978691 | Panel | 5.12 | 1 | MARSHALL | WI | Dane County | Commissioned | 2024-03-27 | 2024-06-12 | 53 | 8792
4978700 | Panel | 5.76 | 1 | CUDAHY | WI | Milwaukee County | Commissioned | 2024-03-27 | 2024-07-31 | 448 | 3151
4978721 | Panel | 3.8 | 1 | DELAVAN | WI | Walworth County | Commissioned | 2024-03-27 | 2024-06-11 | 456 | 7151
4978753 | Panel | 3.84 | 1 | CUDAHY | WI | Milwaukee County | Commissioned | 2024-03-27 | 2024-07-30 | 179 | 7265
4978807 | Panel Storage | 15 | 2 | ALLENTON | WI | Washington County | Commissioned | 2024-03-27 | 2024-09-19 | 170 | 6183
4978847 | Panel | 4.64 | 1 | APPLETON | WI | Outagamie County | Commissioned | 2024-03-27 | 2024-08-01 | 251 | OR61
4978860 | Panel | 15.2 | 1 | RUBICON | WI | Dodge County | Commissioned | 2024-03-27 | 2024-05-08 | 286 | 8062
4979518 | Panel | 12.16 | 1 | CUDAHY | WI | Milwaukee County | Commissioned | 2024-04-01 | 2024-07-16 | 448 | 3163
4979559 | Panel | 7.68 | 1 | CUDAHY | WI | Milwaukee County | Commissioned | 2024-04-01 | 2024-07-12 | 448 | 3151
4979582 | Panel | 3.8 | 1 | APPLETON | WI | Outagamie County | Commissioned | 2024-04-01 | 2024-07-01 | 113 | BY64
4979596 | Panel | 5.12 | 1 | CUDAHY | WI | Milwaukee County | Commissioned | 2024-04-01 | 2024-08-01 | 179 | 7265
4979696 | Panel | 3.15 | 1 | ADELL | WI | Sheboygan County | Commissioned | 2024-04-01 | 2024-09-03 | 1 | 6472
4979709 | Panel | 10.752 | 1 | HORTONVILLE | WI | Outagamie County | Commissioned | 2024-04-01 | 2024-06-11 | 112 | DAL1
4979810 | Panel | 3.48 | 1 | APPLETON | WI | Outagamie County | Commissioned | 2024-04-01 | 2024-07-31 | 389 | NB64
4980067 | Panel | 4.06 | 1 | RACINE | WI | Racine County | Commissioned | 2024-04-02 | 2024-09-17 | 422 | 3183
4980286 | Panel | 3.8 | 1 | MILWAUKEE | WI | Milwaukee County | Commissioned | 2024-04-02 | 2025-01-02 | 236 | 3554
4980361 | Panel Storage | 17.8 | 1 | MUSKEGO | WI | Waukesha County | Commissioned | 2024-04-02 | 2024-08-23 | 135 | 7192
4980381 | Panel | 4.41 | 1 | MILWAUKEE | WI | Milwaukee County | Commissioned | 2024-04-03 | 2024-06-21 | 150 | 1661
4980416 | Panel | 8.96 | 1 | CUDAHY | WI | Milwaukee County | Commissioned | 2024-04-03 | 2024-06-27 | 448 | 3151
4980442 | Panel | 7.04 | 1 | MILWAUKEE | WI | Milwaukee County | Commissioned | 2024-04-03 | 2024-08-16 | 55 | 2186
4980475 | Panel | 9.88 | 1 | KEWASKUM | WI | Washington County | Commissioned | 2024-04-02 | 2024-06-11 | 27 | 1842
4980688 | Panel | 8.7 | 1 | GREENVILLE | WI | Outagamie County | Commissioned | 2024-04-03 | 2024-09-18 | 139 | LL83
4980716 | Panel | 6.825 | 1 | CUDAHY | WI | Milwaukee County | Commissioned | 2024-04-03 | 2024-05-24 | 31 | 5183
4980725 | Panel | 5.76 | 1 | CUDAHY | WI | Milwaukee County | Commissioned | 2024-04-03 | 2024-06-17 | 448 | 3153
4980767 | Panel | 4.06 | 1 | GREENFIELD | WI | Milwaukee County | Commissioned | 2024-04-04 | 2024-09-18 | 134 | 1672
4980806 | Panel | 7.68 | 1 | SOUTH MILWAUKEE | WI | Milwaukee County | Commissioned | 2024-04-04 | 2024-10-18 | 247 | 2552
4981046 | Panel | 25.6 | 2 | PALMYRA | WI | Jefferson County | Commissioned | 2024-04-04 | 2024-06-10 | 268 | 4151
4981169 | Panel Storage | 11.5 | 1 | FREMONT | WI | Waupaca County | Commissioned | 2024-04-04 | 2024-07-24 | 453 | DF51
4981218 | Panel | 5.6 | 1 | MANAWA | WI | Waupaca County | Commissioned | 2024-04-05 | 2024-08-22 | 39 | RC61
4981341 | Panel | 8.12 | 1 | KENOSHA | WI | Kenosha County | Commissioned | 2024-04-05 | 2024-10-01 | 314 | 5774
4981373 | Panel | 7.6 | 1 | BLACK CREEK | WI | Outagamie County | Commissioned | 2024-04-05 | 2024-06-18 | 246 | CH51
4981734 | Panel Storage | 7.678 | 1 | PULASKI | WI | Brown County | Commissioned | 2024-04-08 | 2024-07-17 | 464 | SL51
4981753 | Panel | 6.98 | 1 | WALDO | WI | Sheboygan County | Commissioned | 2024-04-08 | 2024-06-19 | 355 | 8651
4982040 | Panel | 9.6 | 1 | JOHNSON CREEK | WI | Jefferson County | Commissioned | 2024-04-09 | 2024-05-29 | 98 | 9081
4982049 | Panel | 3.48 | 1 | MILWAUKEE | WI | Milwaukee County | Commissioned | 2024-04-09 | 2024-06-27 | 434 | 0152
4982075 | Panel | 7.68 | 1 | FORT ATKINSON | WI | Jefferson County | Commissioned | 2024-04-09 | 2024-06-19 | 154 | 9162
4982113 | Panel | 5.31 | 1 | HORTONVILLE | WI |  | Commissioned | 2024-04-09 | 2024-07-25 | 139 | LL82
4982136 | Panel | 4.48 | 1 | FRANKLIN | WI | Milwaukee County | Commissioned | 2024-04-09 | 2024-06-07 | 463 | 7872
4982146 | Panel Storage | 8.8 | 1 | MILWAUKEE | WI | Milwaukee County | Commissioned | 2024-04-09 | 2024-09-19 | 179 | 7251
4982171 | Panel Storage | 7.54 | 1 | HARTLAND | WI | Waukesha County | Commissioned | 2024-04-09 | 2024-05-31 | 30 | 6181
4982208 | Panel Storage | 15 | 1 | HORTONVILLE | WI | Outagamie County | Commissioned | 2024-04-09 | 2024-08-02 | 4 | TN52
4982297 | Panel | 5.584 | 1 | EAGLE | WI | Waukesha County | Commissioned | 2024-04-09 | 2024-06-25 | 384 | 4483
4982318 | Panel | 7.678 | 1 | KENOSHA | WI | Kenosha County | Commissioned | 2024-04-22 | 2024-07-03 | 314 | 5782
4982408 | Panel | 9.765 | 1 | OCONOMOWOC | WI | Waukesha County | Commissioned | 2024-04-10 | 2024-06-13 | 327 | 6447
4982615 | Panel | 6.4 | 1 | CUDAHY | WI | Milwaukee County | Commissioned | 2024-04-10 | 2024-07-12 | 448 | 3153
4982632 | Panel | 13.408 | 1 | RIVER HILLS | WI | Milwaukee County | Commissioned | 2024-04-10 | 2024-05-08 | 54 | 1481
4982677 | Panel | 3.84 | 1 | MILWAUKEE | WI | Milwaukee County | Commissioned | 2024-04-10 | 2024-08-21 | 55 | 2194
4982990 | Panel | 21.45 | 2 | RIVER HILLS | WI | Milwaukee County | Commissioned | 2024-04-11 | 2024-07-16 | 61 | 4963
4983039 | Panel | 8.96 | 1 | OAK CREEK | WI | Milwaukee County | Commissioned | 2024-04-11 | 2024-05-30 | 298 | 4561
4983058 | Panel | 4.48 | 1 | CUDAHY | WI | Milwaukee County | Commissioned | 2024-04-11 | 2024-07-10 | 31 | 5183
4983080 | Panel | 8.96 | 1 | CUDAHY | WI | Milwaukee County | Commissioned | 2024-04-11 | 2024-08-02 | 179 | 7265
4983086 | Panel Storage | 7.6 | 1 | WAUKESHA | WI | Waukesha County | Commissioned | 2024-04-11 | 2024-08-20 | 316 | 0961
4983101 | Panel | 17.3 | 1 | HILBERT | WI | Calumet County | Commissioned | 2024-04-11 | 2024-06-12 | 299 | HB52
4983160 | Panel | 4.06 | 1 | WAUWATOSA | WI | Milwaukee County | Commissioned | 2024-04-12 | 2024-08-21 | 249 | 4571
4983187 | Panel Storage | 7.678 | 1 | SHAWANO | WI | Shawano County | Commissioned | 2024-04-12 | 2024-07-30 | 365 | AK51
4983355 | Panel | 3.77 | 1 | HARTLAND | WI | Waukesha County | Commissioned | 2024-04-12 | 2024-07-01 | 30 | 6172
4983747 | Panel | 8.12 | 1 | FORT ATKINSON | WI | Jefferson County | Commissioned | 2024-04-15 | 2024-06-04 | 412 | 5751
4983778 | Panel | 7.68 | 1 | FLORENCE | WI | Marinette County | Commissioned | 2024-04-15 | 2024-09-10 | 24 | RM62
4983832 | Panel | 9.772 | 1 | APPLETON | WI | Outagamie County | Commissioned | 2024-04-15 | 2024-06-04 | 92 | LS84
4983882 | Panel | 15.2 | 1 | HORTONVILLE | WI | Outagamie County | Commissioned | 2024-04-15 | 2024-08-29 | 112 | DAL1
4983895 | Panel Storage | 11.5 | 1 | BROOKFIELD | WI | Waukesha County | Commissioned | 2024-04-15 | 2024-08-30 | 216 | 2351
4983965 | Panel | 280 | 3 | NEW BERLIN | WI | Waukesha County | Commissioned | 2024-04-16 | 2024-08-23 | 576 | 2983
4983974 | Panel | 6.38 | 1 | PEWAUKEE | WI | Waukesha County | Commissioned | 2024-04-16 | 2024-11-15 | 103 | 2888
4984222 | Panel | 4.188 | 1 | APPLETON | WI | Outagamie County | Commissioned | 2024-04-16 | 2024-07-17 | 457 | CH51
4984226 | Panel | 5.22 | 1 | RACINE | WI | Racine County | Commissioned | 2024-04-16 | 2024-09-27 | 145 | 2562
4984539 | Panel | 7.04 | 1 | CUDAHY | WI | Milwaukee County | Commissioned | 2024-04-17 | 2024-07-30 | 179 | 7265
4984584 | Panel Storage | 7.68 | 1 | NEW LONDON | WI | Waupaca County | Commissioned | 2024-04-18 | 2024-07-15 | 214 | PC54
4984613 | Panel Storage | 23 | 2 | WAUWATOSA | WI | Milwaukee County | Commissioned | 2024-04-17 | 2024-06-20 | 256 | 4652
4984828 | Panel | 7.875 | 1 | RACINE | WI | Racine County | Commissioned | 2024-04-18 | 2024-06-20 | 304 | 8372
4984859 | Panel | 2.835 | 1 | GLENDALE | WI | Milwaukee County | Commissioned | 2024-04-18 | 2024-05-21 | 54 | 1492
4984891 | Panel | 4.8 | 1 | FREMONT | WI | Waupaca County | Commissioned | 2024-04-18 | 2024-07-26 | 161 | RT62
4985223 | Panel | 9.28 | 1 | PEWAUKEE | WI | Waukesha County | Commissioned | 2024-04-19 | 2024-09-25 | 125 | 3182
4985814 | Panel | 6.38 | 1 | MILWAUKEE | WI | Milwaukee County | Commissioned | 2024-04-22 | 2024-11-25 | 236 | 3553
4985840 | Panel Storage | 13.6 | 1 | KAUKAUNA | WI | Outagamie County | Commissioned | 2024-04-22 | 2024-07-16 | 123 | ND62
4985875 | Panel Storage | 6.98 | 1 | RACINE | WI | Racine County | Commissioned | 2024-04-22 | 2024-07-17 | 422 | 3172
4985881 | Panel | 5.76 | 1 | FRANKLIN | WI | Milwaukee County | Commissioned | 2024-04-23 | 2024-09-06 | 288 | 3044
4985893 | Panel | 6.4 | 1 | FRANKLIN | WI | Milwaukee County | Commissioned | 2024-04-23 | 2024-07-30 | 288 | 3051
4985934 | Panel | 7.04 | 1 | FRANKLIN | WI | Milwaukee County | Commissioned | 2024-04-23 | 2024-08-23 | 288 | 3051
4986009 | Panel | 5.76 | 1 | SHERWOOD | WI | Calumet County | Commissioned | 2024-04-23 | 2024-06-14 | 123 | ND61
4986037 | Panel | 7.6 | 1 | SALEM | WI | Kenosha County | Commissioned | 2024-04-23 | 2024-06-17 | 317 | 3981
4986554 | Panel Storage | 11.34 | 1 | SAINT FRANCIS | WI | Milwaukee County | Commissioned | 2024-04-24 | 2024-08-22 | 179 | 7251
4986582 | Panel | 7.04 | 1 | OAK CREEK | WI | Milwaukee County | Commissioned | 2024-04-24 | 2024-07-12 | 247 | 2552
4986604 | Panel | 3.84 | 1 | MUSKEGO | WI | Waukesha County | Commissioned | 2024-04-24 | 2024-08-08 | 288 | 3061
4986622 | Panel Storage | 18.405 | 1 | MILWAUKEE | WI | Milwaukee County | Commissioned | 2024-04-24 | 2024-07-26 | 61 | 4953
4986647 | Panel | 6.5 | 1 | MILWAUKEE | WI | Milwaukee County | Commissioned | 2024-04-24 | 2024-05-30 | 171 | 2362
4986681 | Panel | 7.56 | 1 | HARTLAND | WI | Waukesha County | Commissioned | 2024-04-24 | 2024-07-30 | 419 | 8151
4987005 | Panel | 4.992 | 1 | WEST ALLIS | WI | Milwaukee County | Commissioned | 2024-04-25 | 2025-02-20 | 407 | 9262
4987168 | Panel | 240 | 3 | PEWAUKEE | WI | Waukesha County | Commissioned | 2024-04-26 | 2024-12-30 | 125 | 3185
4987230 | Panel | 3.84 | 1 | FRANKLIN | WI | Milwaukee County | Commissioned | 2024-04-26 | 2024-07-25 | 288 | 3051
4987458 | Panel | 11.517 | 1 | GREENVILLE | WI | Outagamie County | Commissioned | 2024-04-26 | 2024-06-21 | 177 | UL61
4987483 | Panel | 9.772 | 1 | NEENAH | WI | Winnebago County | Commissioned | 2024-04-26 | 2024-06-14 | 57 | GW51
4987499 | Panel Storage | 17.6 | 1 | NEW BERLIN | WI | Waukesha County | Commissioned | 2024-04-26 | 2024-07-12 | 288 | 3062
4987643 | Panel | 6.144 | 1 | BEAVER DAM | WI | Dodge County | Commissioned | 2024-04-29 | 2024-10-04 | 98 | 9084
4987654 | Panel | 10.47 | 1 | APPLETON | WI | Outagamie County | Commissioned | 2024-04-29 | 2024-06-28 | 457 | CH51
4987718 | Panel | 6.282 | 1 | KAUKAUNA | WI | Outagamie County | Commissioned | 2024-04-29 | 2024-07-12 | 123 | ND62
4987758 | Panel Storage | 27.5 | 2 | WAUKESHA | WI | Waukesha County | Commissioned | 2024-04-29 | 2024-06-07 | 254 | 5252
4987806 | Panel | 11.904 | 1 | BROWN DEER | WI | Milwaukee County | Commissioned | 2024-04-29 | 2024-09-26 | 311 | 3581
4987842 | Panel | 6.175 | 1 | CUDAHY | WI | Milwaukee County | Commissioned | 2024-04-29 | 2024-05-31 | 179 | 7265
4988056 | Panel Storage | 7.6 | 1 | JEFFERSON | WI | Jefferson County | Commissioned | 2024-04-29 | 2024-05-28 | 153 | 8362
4988073 | Panel | 6.3 | 1 | ELM GROVE | WI | Waukesha County | Commissioned | 2024-04-29 | 2024-08-28 | 470 | 9353
4988301 | Panel | 15 | 1 | BURLINGTON | WI | Milwaukee County | Commissioned | 2024-04-30 | 2024-12-26 | 67 | 1152
4988316 | Panel | 10 | 1 | WATERTOWN | WI | Dodge County | Commissioned | 2024-04-30 | 2024-10-04 | 319 | 7097
4988325 | Panel | 50 | 2 | ELKHORN | WI | Walworth County | Commissioned | 2024-04-30 | 2024-09-25 | 325 | 6572
4988343 | Panel Storage | 16.13 | 1 | MUSKEGO | WI | Waukesha County | Commissioned | 2024-04-30 | 2024-09-10 | 394 | 5862
4988362 | Panel | 7.475 | 1 | KANSASVILLE | WI | Racine County | Commissioned | 2024-04-30 | 2024-08-30 | 452 | 2584
4988390 | Panel | 15.36 | 1 | APPLETON | WI | Outagamie County | Commissioned | 2024-04-30 | 2024-11-12 | 113 | BY61
4988473 | Panel | 8.125 | 1 | OAK CREEK | WI | Milwaukee County | Commissioned | 2024-04-30 | 2024-07-05 | 275 | 8451
4988485 | Panel | 4.095 | 1 | MILWAUKEE | WI | Milwaukee County | Commissioned | 2024-04-30 | 2024-07-26 | 305 | 2874
4988544 | Panel | 21.504 | 2 | SHIOCTON | WI | Outagamie County | Commissioned | 2024-04-30 | 2024-06-17 | 139 | LL84
4988571 | Panel | 13.44 | 1 | DALE | WI | Outagamie County | Commissioned | 2024-04-30 | 2024-07-15 | 112 | DAL2
4988636 | Panel | 125 | 2 | SUSSEX | WI | Waukesha County | Commissioned | 2024-04-30 | 2024-09-13 | 333 | 5496
4988672 | Panel | 7.54 | 1 | SHEBOYGAN FALLS | WI | Sheboygan County | Commissioned | 2024-04-30 | 2025-07-30 | 167 | 4261
4988819 | Panel | 21 | 2 | MEQUON | WI | Ozaukee County | Commissioned | 2024-04-30 | 2024-09-04 | 227 | 3954
4988846 | Panel | 14.208 | 1 | CALEDONIA | WI | Racine County | Commissioned | 2024-05-01 | 2024-08-22 | 74 | 9952
4988860 | Panel | 8.32 | 1 | NEW BERLIN | WI | Waukesha County | Commissioned | 2024-05-01 | 2024-09-03 | 59 | 7786
4988945 | Panel | 19.99 | 1 | CAMPBELLSPORT | WI | Fond du Lac County | Commissioned | 2024-05-01 | 2024-10-25 | 27 | 1841
4989024 | Panel | 18.56 | 1 | FRANKLIN | WI | Milwaukee County | Commissioned | 2024-05-02 | 2024-07-30 | 288 | 3047
4989037 | Panel | 9.6 | 1 | OAK CREEK | WI | Milwaukee County | Commissioned | 2024-05-02 | 2024-08-29 | 247 | 2552
4989070 | Panel | 3.84 | 1 | HALES CORNERS | WI | Milwaukee County | Commissioned | 2024-05-02 | 2024-09-12 | 329 | 2462
4989135 | Panel | 5 | 1 | APPLETON | WI | Outagamie County | Commissioned | 2024-05-02 | 2024-12-20 | 20 | HL63
4989159 | Panel | 9.45 | 1 | MILWAUKEE | WI | Milwaukee County | Commissioned | 2024-05-02 | 2024-09-20 | 117 | 0774
4989193 | Panel | 7.04 | 1 | FRANKLIN | WI | Milwaukee County | Commissioned | 2024-05-02 | 2024-08-06 | 463 | 7872
4989215 | Panel | 17.92 | 1 | GREENDALE | WI | Milwaukee County | Commissioned | 2024-05-02 | 2024-08-30 | 55 | 2184
4989234 | Panel | 6.4 | 1 | MUSKEGO | WI | Waukesha County | Commissioned | 2024-05-02 | 2024-08-21 | 394 | 5861
4989300 | Panel | 6.4 | 1 | MUSKEGO | WI | Waukesha County | Commissioned | 2024-05-02 | 2024-08-08 | 394 | 5861
4989334 | Panel | 5.76 | 1 | MUSKEGO | WI | Waukesha County | Commissioned | 2024-05-02 | 2024-09-17 | 394 | 5852
4989341 | Panel | 13.44 | 1 | MUSKEGO | WI | Waukesha County | Commissioned | 2024-05-02 | 2024-09-03 | 394 | 5861
4989386 | Panel | 3.15 | 1 | MILWAUKEE | WI | Milwaukee County | Commissioned | 2024-05-03 | 2024-08-14 | 236 | 3554
4989526 | Panel | 14.72 | 1 | MUSKEGO | WI | Waukesha County | Commissioned | 2024-05-03 | 2024-08-22 | 135 | 7192
4989640 | Panel | 8.32 | 1 | MUSKEGO | WI | Waukesha County | Commissioned | 2024-05-03 | 2024-08-21 | 135 | 7192
4989683 | Panel | 11.52 | 1 | OAK CREEK | WI | Milwaukee County | Commissioned | 2024-05-03 | 2024-08-23 | 247 | 2552
4989851 | Panel | 9.6 | 1 | FRANKLIN | WI | Milwaukee County | Commissioned | 2024-05-04 | 2024-08-07 | 288 | 3062
4990360 | Panel | 6.4 | 1 | NEW BERLIN | WI | Waukesha County | Commissioned | 2024-05-07 | 2024-09-16 | 576 | 2971
4990614 | Panel | 12 | 1 | EAST TROY | WI | Racine County | Commissioned | 2024-05-07 | 2024-08-07 | 241 | 7375
4990634 | Panel | 8.96 | 1 | NEW BERLIN | WI | Waukesha County | Commissioned | 2024-05-07 | 2024-10-24 | 237 | 2774
4990647 | Panel | 7.296 | 1 | ALLENTON | WI | Washington County | Commissioned | 2024-05-06 | 2024-08-13 | 286 | 8053
4990669 | Panel | 4.48 | 1 | MUSKEGO | WI | Waukesha County | Commissioned | 2024-05-07 | 2024-09-26 | 135 | 7192
4990677 | Panel | 10.44 | 1 | JOHNSON CREEK | WI | Jefferson County | Commissioned | 2024-05-07 | 2024-10-16 | 174 | 6677
4990683 | Panel | 5.12 | 1 | NEW BERLIN | WI | Waukesha County | Commissioned | 2024-05-07 | 2024-10-04 | 576 | 2971
4990751 | Panel Storage | 7.6 | 1 | MUKWONAGO | WI | Waukesha County | Commissioned | 2024-05-08 | 2024-09-17 | 241 | 7377
4990817 | Panel | 5.8 | 1 | WAUKESHA | WI | Waukesha County | Commissioned | 2024-05-08 | 2025-01-14 | 380 | 2153
4991064 | Panel | 5.22 | 1 | PEWAUKEE | WI | Waukesha County | Commissioned | 2024-05-08 | 2024-12-10 | 103 | 2888
4991107 | Panel | 3.78 | 1 | WEST BEND | WI | Washington County | Commissioned | 2024-05-08 | 2024-06-13 | 374 | 4162
4991120 | Panel | 7.245 | 1 | WAUKESHA | WI | Waukesha County | Commissioned | 2024-05-08 | 2024-06-26 | 228 | 3594
4991202 | Panel Storage | 11.5 | 1 | WATERTOWN | WI | Waukesha County | Commissioned | 2024-05-09 | 2024-07-18 | 98 | 9084
4991208 | Panel | 8.32 | 1 | MILWAUKEE | WI | Milwaukee County | Commissioned | 2024-05-08 | 2024-08-16 | 151 | 9263
4991363 | Panel | 12.35 | 1 | BROOKFIELD | WI | Waukesha County | Commissioned | 2024-05-09 | 2024-06-20 | 77 | 7462
4991386 | Panel | 6.4 | 1 | NEW BERLIN | WI | Waukesha County | Commissioned | 2024-05-09 | 2024-09-20 | 59 | 7786
4991414 | Panel | 8.32 | 1 | MUSKEGO | WI | Waukesha County | Commissioned | 2024-05-09 | 2024-08-08 | 288 | 3061
4991475 | Panel | 11.4 | 1 | DELAFIELD | WI | Waukesha County | Commissioned | 2024-05-09 | 2024-07-09 | 116 | 0352
4991498 | Panel | 3.48 | 1 | APPLETON | WI | Outagamie County | Commissioned | 2024-05-09 | 2024-10-04 | 578 | ST62
4991556 | Panel | 3.8 | 1 | MILWAUKEE | WI | Milwaukee County | Commissioned | 2024-05-10 | 2025-07-10 | 404 | 3498
4991586 | Panel | 2.9 | 1 | APPLETON | WI | Outagamie County | Commissioned | 2024-05-10 | 2024-10-17 | 20 | HL74
4991605 | Panel | 2.9 | 1 | MILWAUKEE | WI | Milwaukee County | Commissioned | 2024-05-10 | 2024-11-14 | #N/A
4991634 | Panel | 7.68 | 1 | GREENDALE | WI | Milwaukee County | Commissioned | 2024-05-10 | 2024-07-30 | 134 | 1671
4991686 | Panel | 5.32 | 1 | BURLINGTON | WI | Racine County | Commissioned | 2024-05-10 | 2024-08-22 | 67 | 1145
4991716 | Panel | 4.18 | 1 | FORT ATKINSON | WI | Jefferson County | Commissioned | 2024-05-10 | 2024-08-13 | 154 | 9162
4992068 | Panel | 12.08 | 1 | CALEDONIA | WI | Racine County | Commissioned | 2024-05-13 | 2024-09-25 | 74 | 9951
4992289 | Panel | 6.4 | 1 | MUSKEGO | WI | Waukesha County | Commissioned | 2024-05-13 | 2024-08-28 | 288 | 3061
4992326 | Panel | 4.35 | 1 | GRAFTON | WI | Ozaukee County | Commissioned | 2024-05-13 | 2024-11-01 | 86 | 9682
4992368 | Panel Storage | 5.85 | 1 | RACINE | WI | Racine County | Commissioned | 2024-05-13 | 2024-08-14 | 145 | 2572
4992567 | Panel | 3.84 | 1 | OAK CREEK | WI | Milwaukee County | Commissioned | 2024-05-14 | 2025-06-13 | 298 | 4552
4992613 | Panel | 11.02 | 1 | GREENDALE | WI | Milwaukee County | Commissioned | 2024-05-14 | 2024-11-07 | 134 | 1672
4992737 | Panel | 6.98 | 1 | HORTONVILLE | WI | Outagamie County | Commissioned | 2024-05-14 | 2024-08-16 | 112 | DAL1
4992940 | Panel Storage | 10.82 | 1 | FRANKLIN | WI | Milwaukee County | Commissioned | 2024-05-14 | 2024-09-09 | 463 | 7872
4993208 | Panel | 10.47 | 1 | APPLETON | WI | Outagamie County | Commissioned | 2024-05-15 | 2024-07-25 | 457 | CH61
4993223 | Panel Storage | 11.5 | 1 | MILWAUKEE | WI | Milwaukee County | Commissioned | 2024-05-15 | 2024-08-22 | 179 | 7253
4993244 | Panel Storage | 11.5 | 1 | MUSKEGO | WI | Waukesha County | Commissioned | 2024-05-15 | 2024-06-24 | 135 | 7182
4993325 | Panel | 6.282 | 1 | MILWAUKEE | WI | Milwaukee County | Commissioned | 2024-05-15 | 2024-10-22 | 179 | 7251
4993344 | Panel | 5.584 | 1 | JEFFERSON | WI | Jefferson County | Commissioned | 2024-05-15 | 2024-10-01 | 174 | 6676
4993355 | Panel | 5.355 | 1 | MILWAUKEE | WI | Milwaukee County | Commissioned | 2024-05-15 | 2024-08-07 | 171 | 2362
4993603 | Panel | 7.54 | 1 | MOUNT PLEASANT | WI | Racine County | Commissioned | 2024-05-16 | 2024-07-31 | 304 | 8373
4993631 | Panel | 10.71 | 1 | ELKHART LAKE | WI | Sheboygan County | Commissioned | 2024-05-16 | 2024-07-15 | 137 | 4054
4993934 | Panel | 10.44 | 1 | SHEBOYGAN FALLS | WI | Sheboygan County | Commissioned | 2024-05-17 | 2024-08-22 | 167 | 4251
4994599 | Panel | 7.04 | 1 | NEW BERLIN | WI | Waukesha County | Commissioned | 2024-05-21 | 2024-09-06 | 237 | 2774
4994633 | Panel | 6.08 | 1 | CLEVELAND | WI | Manitowoc County | Commissioned | 2024-05-21 | 2024-07-25 | 137 | 4041
4994642 | Panel | 12 | 1 | CEDARBURG | WI | Ozaukee County | Commissioned | 2024-05-21 | 2025-01-06 | 435 | 3881
4994839 | Panel Storage | 15.805 | 1 | TREVOR | WI | Kenosha County | Commissioned | 2024-05-21 | 2024-07-08 | 317 | 3974
4994941 | Panel | 12 | 1 | MENASHA | WI | Winnebago County | Commissioned | 2024-05-21 | 2024-09-16 | 299 | HB51
4994975 | Panel | 5.8 | 1 | MILWAUKEE | WI | Milwaukee County | Commissioned | 2024-05-21 | 2024-08-08 | 404 | 3481
4994984 | Panel | 10.395 | 1 | APPLETON | WI | Outagamie County | Commissioned | 2024-05-21 | 2024-09-11 | 191 | PK53
4994990 | Panel | 6 | 1 | PLEASANT PRAIRIE | WI | Kenosha County | Commissioned | 2024-05-21 | 2024-09-27 | 182 | 9371
4995080 | Panel | 7.68 | 1 | MUSKEGO | WI | Waukesha County | Commissioned | 2024-05-22 | 2024-10-04 | 135 | 7192
4995114 | Panel | 7.56 | 1 | KANSASVILLE | WI | Racine County | Commissioned | 2024-05-22 | 2024-07-31 | 269 | 8993
4995137 | Panel | 2.9 | 1 | GRAFTON | WI | Ozaukee County | Commissioned | 2024-05-22 | 2024-11-01 | 86 | 9682
4995392 | Panel | 4.41 | 1 | MENOMONEE FALLS | WI | Waukesha County | Commissioned | 2024-05-22 | 2024-08-22 | 166 | 2675
4995441 | Panel | 7.296 | 1 | RACINE | WI | Racine County | Commissioned | 2024-05-23 | 2024-09-19 | 421 | 5141
4995530 | Panel Storage | 11.5 | 1 | MENOMONEE FALLS | WI | Waukesha County | Commissioned | 2024-05-22 | 2024-07-26 | 335 | 6375
4995777 | Panel | 9.772 | 1 | WEYAUWEGA | WI | Waupaca County | Commissioned | 2024-05-23 | 2024-08-02 | 467 | YL52
4995802 | Panel | 6.38 | 1 | WEST BEND | WI | Washington County | Commissioned | 2024-05-22 | 2024-12-02 | 34 | 1062
4996063 | Panel | 9.216 | 1 | WATERTOWN | WI | Dodge County | Commissioned | 2024-05-24 | 2024-10-09 | 98 | 9075
4996133 | Other | 0 | 4 | WAUKESHA | WI | Waukesha County | Commissioned | 2024-05-24 | 2025-02-20 | 228 | 3588
4996181 | Panel | 4.06 | 1 | WAUKESHA | WI | Waukesha County | Commissioned | 2024-05-24 | 2024-10-16 | 380 | 2153
4996510 | Panel | 7.6 | 1 | MILWAUKEE | WI | Milwaukee County | Commissioned | 2024-05-28 | 2024-08-26 | 434 | 0153
4996686 | Panel | 11.4 | 1 | WATERTOWN | WI | Jefferson County | Commissioned | 2024-05-28 | 2024-08-14 | 319 | 7097
4997254 | Panel | 6.38 | 1 | MILWAUKEE | WI | Milwaukee County | Commissioned | 2024-05-29 | 2024-09-23 | 171 | 2353
4997526 | Panel | 15.36 | 1 | HELENVILLE | WI | Jefferson County | Commissioned | 2024-05-30 | 2024-10-28 | 153 | 8362
4997620 | Panel | 8.7 | 1 | WAUKESHA | WI | Waukesha County | Commissioned | 2024-05-30 | 2024-11-11 | 228 | 3581
4997644 | Panel | 6 | 1 | WHITEWATER | WI | Walworth County | Commissioned | 2024-05-30 | 2024-09-24 | 384 | 4481
4997652 | Panel | 6.96 | 1 | NEENAH | WI | Winnebago County | Commissioned | 2024-05-30 | 2024-08-13 | 390 | NC61
4997672 | Panel | 6.825 | 1 | MILWAUKEE | WI | Milwaukee County | Commissioned | 2024-05-30 | 2024-08-07 | 87 | 6251
4997697 | Panel | 5.22 | 1 | BROOKFIELD | WI | Waukesha County | Commissioned | 2024-05-30 | 2024-09-04 | 391 | 8651
4997854 | Panel Wind | 39.4 | 2 | RACINE | WI | Racine County | Commissioned | 2024-05-31 | 2025-03-05 | 310 | 2751
4997854 | Panel Wind | 39.4 | 2 | RACINE | WI | Racine County | Commissioned | 2024-05-31 | 2025-03-05 | 310 | 2751
4997900 | Panel | 4.35 | 1 | SUSSEX | WI | Waukesha County | Commissioned | 2024-05-31 | 2024-11-20 | 333 | 5496
4997978 | Panel | 5.51 | 1 | GERMANTOWN | WI | Washington County | Commissioned | 2024-05-31 | 2024-12-16 | 227 | 3962
4998085 | Panel | 3.84 | 1 | NEW BERLIN | WI | Waukesha County | Commissioned | 2024-05-31 | 2024-09-11 | 59 | 7793
4998536 | Panel Storage | 11.5 | 1 | APPLETON | WI | Outagamie County | Commissioned | 2024-06-03 | 2024-08-20 | 113 | BY62
4998562 | Panel Storage | 23 | 2 | FREMONT | WI | Waupaca County | Commissioned | 2024-06-03 | 2024-08-20 | 112 | DAL2
4998916 | Panel | 3.77 | 1 | GREENDALE | WI | Milwaukee County | Commissioned | 2024-06-04 | 2024-08-22 | 17 | 4792
4998947 | Panel Storage | 23 | 2 | HORTONVILLE | WI | Outagamie County | Commissioned | 2024-06-04 | 2024-09-06 | 112 | DAL1
4999075 | Panel | 5.7 | 1 | MILWAUKEE | WI | Milwaukee County | Commissioned | 2024-06-04 | 2024-09-20 | 404 | 3473
4999428 | Panel | 10.24 | 1 | BROOKFIELD | WI | Waukesha County | Commissioned | 2024-06-05 | 2024-09-17 | 335 | 6383
4999620 | Panel | 8.96 | 1 | MILWAUKEE | WI | Milwaukee County | Commissioned | 2024-06-06 | 2024-09-13 | 423 | 9471
4999633 | Panel | 12.215 | 1 | BROOKFIELD | WI | Waukesha County | Commissioned | 2024-06-06 | 2024-09-24 | 77 | 7462
4999644 | Panel | 9.074 | 1 | MUKWONAGO | WI | Waukesha County | Commissioned | 2024-06-06 | 2024-11-26 | 241 | 7386
4999794 | Panel | 7.54 | 1 | FRANKLIN | WI | Milwaukee County | Commissioned | 2024-06-06 | 2024-12-02 | 288 | 3062
4999871 | Panel | 3.19 | 1 | KENOSHA | WI | Kenosha County | Commissioned | 2024-06-06 | 2025-01-08 | 300 | 9464
4999905 | Panel | 2.32 | 1 | MILWAUKEE | WI | Milwaukee County | Commissioned | 2024-06-06 | 2025-01-28 | 151 | 9251
4999948 | Panel | 2.9 | 1 | MILWAUKEE | WI | Milwaukee County | Commissioned | 2024-06-06 | 2024-11-15 | 202 | 3271
4999992 | Panel | 8.12 | 1 | RACINE | WI | Racine County | Commissioned | 2024-06-06 | 2025-01-09 | 422 | 3173
5000015 | Panel Storage | 34.5 | 2 | NEW BERLIN | WI | Waukesha County | Commissioned | 2024-06-06 | 2024-12-05 | 329 | 2452
5000074 | Panel | 5.8 | 1 | WEST BEND | WI | Washington County | Commissioned | 2024-06-07 | 2024-10-11 | 33 | 9787
5000114 | Panel | 5.22 | 1 | OAK CREEK | WI | Milwaukee County | Commissioned | 2024-06-07 | 2024-11-19 | 275 | 8453
5000131 | Panel | 5.985 | 1 | FOX POINT | WI | Milwaukee County | Commissioned | 2024-06-07 | 2024-09-12 | 54 | 1403
5000171 | Panel | 5.04 | 1 | MENOMONEE FALLS | WI | Waukesha County | Commissioned | 2024-06-07 | 2024-10-07 | 166 | 2675
5000193 | Panel | 6.3 | 1 | MILWAUKEE | WI | Milwaukee County | Commissioned | 2024-06-07 | 2024-10-11 | 386 | 5953
5000222 | Panel | 13.325 | 1 | KENOSHA | WI | Kenosha County | Commissioned | 2024-06-07 | 2024-07-12 | 46 | 0751
5000229 | Panel | 2.9 | 1 | GRAFTON | WI | Ozaukee County | Commissioned | 2024-06-07 | 2024-11-01 | 458 | 3492
5000244 | Panel Storage | 11.4 | 1 | BROOKFIELD | WI | Waukesha County | Commissioned | 2024-06-07 | 2024-10-23 | 77 | 7462
5000278 | Panel | 5.12 | 1 | MUSKEGO | WI | Waukesha County | Commissioned | 2024-06-07 | 2024-10-04 | 394 | 5861
5000341 | Panel | 84.6 | 2 | ELKHART LAKE | WI | Sheboygan County | Commissioned | 2024-06-07 | 2025-06-05 | 137 | 4054
5000343 | Panel | 7.54 | 1 | WEST BEND | WI | Washington County | Commissioned | 2024-06-07 | 2025-01-17 | 435 | 3873
5000979 | Panel | 6.84 | 1 | PEWAUKEE | WI | Waukesha County | Commissioned | 2024-06-10 | 2024-07-15 | 103 | 2888
5001027 | Panel | 7.475 | 1 | WAUKESHA | WI | Waukesha County | Commissioned | 2024-06-10 | 2024-07-16 | 228 | 3581
5001036 | Panel Storage | 23 | 2 | MENOMONEE FALLS | WI | Waukesha County | Commissioned | 2024-06-10 | 2025-07-09 | 166 | 2675
5001108 | Panel Storage | 22.995 | 2 | UNION GROVE | WI | Racine County | Commissioned | 2024-06-11 | 2024-08-23 | 452 | 2583
5001148 | Panel Storage | 11.5 | 1 | CAMPBELLSPORT | WI | Fond du Lac County | Commissioned | 2024-06-10 | 2024-11-08 | 27 | 1841
5001269 | Panel Storage | 28.23 | 2 | MILWAUKEE | WI | Milwaukee County | Commissioned | 2024-06-11 | 2025-04-08 | 171 | 2362
5001334 | Panel | 3.15 | 1 | MILWAUKEE | WI | Milwaukee County | Commissioned | 2024-06-11 | 2024-08-21 | 202 | 3282
5001340 | Panel | 7.98 | 1 | MENASHA | WI | Winnebago County | Commissioned | 2024-06-11 | 2024-10-18 | 123 | ND61
5001361 | Panel | 11.52 | 1 | WAUKESHA | WI | Waukesha County | Commissioned | 2024-06-11 | 2024-08-02 | 164 | 7952
5001848 | Panel Storage | 23 | 2 | FRANKLIN | WI | Milwaukee County | Commissioned | 2024-06-12 | 2025-05-05 | 288 | 3047
5001893 | Panel | 3.25 | 1 | MILWAUKEE | WI | Milwaukee County | Commissioned | 2024-06-12 | 2025-01-17 | 305 | 2874
5002001 | Panel | 10.88 | 1 | MENOMONEE FALLS | WI | Waukesha County | Commissioned | 2024-06-13 | 2024-09-10 | 69 | 3743
5002322 | Panel | 6 | 1 | PORT WASHINGTON | WI | Ozaukee County | Commissioned | 2024-06-13 | 2024-09-16 | 352 | 7661
5002357 | Panel | 7.6 | 1 | MARSHALL | WI | Dane County | Commissioned | 2024-06-13 | 2024-08-13 | 53 | 8792
5002366 | Panel | 17.92 | 1 | EAGLE | WI | Waukesha County | Commissioned | 2024-06-13 | 2024-11-12 | 241 | 7381
5002601 | Panel | 9.12 | 1 | DOUSMAN | WI | Waukesha County | Commissioned | 2024-06-14 | 2024-08-19 | 327 | 6447
5002718 | Panel | 2.32 | 1 | HARTFORD | WI | Washington County | Commissioned | 2024-06-14 | 2024-10-02 | 30 | 6178
5002742 | Panel | 5.22 | 1 | GERMANTOWN | WI | Washington County | Commissioned | 2024-06-14 | 2024-10-14 | 359 | 5851
5002750 | Panel | 8.376 | 1 | TREVOR | WI | Kenosha County | Commissioned | 2024-06-14 | 2024-12-19 | 317 | 3974
5002753 | Panel | 7.22 | 1 | ELM GROVE | WI | Waukesha County | Commissioned | 2024-06-14 | 2024-08-13 | 60 | 2851
5002756 | Panel | 5.22 | 1 | BROOKFIELD | WI | Waukesha County | Commissioned | 2024-06-14 | 2024-09-30 | 391 | 8651
5003127 | Panel | 19 | 1 | ELKHORN | WI | Walworth County | Commissioned | 2024-06-17 | 2024-09-17 | 325 | 6581
5003174 | Panel | 7.6 | 1 | GERMANTOWN | WI | Washington County | Commissioned | 2024-06-17 | 2024-08-05 | 166 | 2686
5003527 | Panel | 5.22 | 1 | WAUKESHA | WI | Waukesha County | Commissioned | 2024-06-18 | 2024-10-21 | 254 | 5251
5003607 | Panel | 13.34 | 1 | SUSSEX | WI | Waukesha County | Commissioned | 2024-06-18 | 2024-07-26 | 333 | 5492
5003628 | Panel | 3.77 | 1 | NEW BERLIN | WI | Waukesha County | Commissioned | 2024-06-18 | 2024-09-20 | 329 | 2452
5003670 | Panel | 3.48 | 1 | KENOSHA | WI | Kenosha County | Commissioned | 2024-06-18 | 2024-09-05 | 13 | 3151
5003718 | Panel | 4.06 | 1 | MUSKEGO | WI | Waukesha County | Commissioned | 2024-06-18 | 2025-01-10 | 445 | 2062
5004079 | Panel | 4.56 | 1 | NEW BERLIN | WI | Waukesha County | Commissioned | 2024-06-19 | 2024-09-12 | 576 | 2983
5004223 | Panel | 2.9 | 1 | WAUKESHA | WI | Waukesha County | Commissioned | 2024-06-19 | 2024-10-09 | 228 | 3581
5004236 | Panel | 4.537 | 2 | MOUNT PLEASANT | WI | Racine County | Commissioned | 2024-06-19 | 2024-09-04 | 291 | 8556
5004484 | Panel Storage | 11.5 | 1 | KENOSHA | WI | Kenosha County | Commissioned | 2024-06-20 | 2025-05-30 | 182 | 9371
5004535 | Panel | 4.15 | 1 | BURLINGTON | WI | Racine County | Commissioned | 2024-06-20 | 2024-09-06 | 67 | 1144
5004560 | Panel | 3.78 | 1 | PORT WASHINGTON | WI | Ozaukee County | Commissioned | 2024-06-20 | 2024-09-09 | 352 | 7661
5004574 | Panel | 5.584 | 1 | WAUKESHA | WI | Waukesha County | Commissioned | 2024-06-20 | 2024-09-19 | 380 | 2162
5004597 | Panel | 5.32 | 1 | BONDUEL | WI | Shawano County | Commissioned | 2024-06-20 | 2024-09-24 | 50 | BON1
5004913 | Panel | 400 | 3 | MILWAUKEE | WI | Milwaukee County | Commissioned | 2024-06-21 | 2024-12-09 | 450 | 1477
5004921 | Panel | 10 | 1 | BROOKFIELD | WI | Waukesha County | Commissioned | 2024-06-21 | 2024-09-05 | 125 | 3192
5005178 | Panel | 4.06 | 1 | GREENVILLE | WI | Outagamie County | Commissioned | 2024-06-24 | 2024-09-11 | 177 | UL52
5005220 | Panel | 8.36 | 1 | WAUWATOSA | WI | Milwaukee County | Commissioned | 2024-06-24 | 2024-12-17 | 249 | 4587
5005349 | Panel | 4.64 | 1 | SUSSEX | WI | Waukesha County | Commissioned | 2024-06-24 | 2024-09-16 | 333 | 5496
5005384 | Panel | 5.985 | 1 | MILWAUKEE | WI | Milwaukee County | Commissioned | 2024-06-24 | 2024-09-26 | 305 | 2852
5005443 | Panel | 7.245 | 1 | HARTLAND | WI | Waukesha County | Commissioned | 2024-06-24 | 2024-10-09 | 90 | 2462
5005461 | Panel | 12.915 | 1 | MILWAUKEE | WI | Milwaukee County | Commissioned | 2024-06-24 | 2024-10-14 | 256 | 4661
5005471 | Panel | 9.6 | 1 | EAST TROY | WI | Walworth County | Commissioned | 2024-06-24 | 2025-02-06 | 129 | 6852
5006146 | Panel | 5.8 | 1 | MILWAUKEE | WI | Milwaukee County | Commissioned | 2024-06-26 | 2025-04-07 | 236 | 3563
5006239 | Panel | 9.984 | 1 | FOND DU LAC | WI | Fond du Lac County | Commissioned | 2024-06-26 | 2024-09-23 | 108 | 0172
5006280 | Panel | 10.88 | 1 | BROOKFIELD | WI | Waukesha County | Commissioned | 2024-06-26 | 2024-10-14 | 216 | 2351
5006329 | Panel | 9.1 | 1 | BROOKFIELD | WI | Waukesha County | Commissioned | 2024-06-26 | 2024-08-19 | 216 | 2362
5006368 | Panel | 6.84 | 1 | MARSHALL | WI | Dane County | Commissioned | 2024-06-26 | 2024-09-06 | 53 | 8792
5006419 | Panel | 7.04 | 1 | WAUKESHA | WI | Waukesha County | Commissioned | 2024-06-26 | 2024-09-26 | 228 | 3594
5006886 | Panel | 3.48 | 1 | MILWAUKEE | WI | Milwaukee County | Commissioned | 2024-06-28 | 2025-01-08 | 76 | 8762
5006907 | Panel | 8.12 | 1 | SUSSEX | WI | Waukesha County | Commissioned | 2024-06-28 | 2024-09-24 | 333 | 5482
5006954 | Panel | 11.02 | 1 | CALEDONIA | WI | Racine County | Commissioned | 2024-06-28 | 2024-09-04 | 463 | 7874
5006990 | Panel | 5.12 | 1 | WAUKESHA | WI | Waukesha County | Commissioned | 2024-06-28 | 2024-10-29 | 228 | 3594
5007021 | Panel | 5.76 | 1 | WAUKESHA | WI | Waukesha County | Commissioned | 2024-06-28 | 2024-10-16 | 316 | 0962
5007040 | Panel | 4.06 | 1 | MENOMONEE FALLS | WI | Waukesha County | Commissioned | 2024-06-28 | 2024-12-26 | 166 | 2675
5007098 | Panel | 4.64 | 1 | MENOMONEE FALLS | WI | Waukesha County | Commissioned | 2024-06-28 | 2024-12-02 | 166 | 2675
5007118 | Panel | 4.608 | 1 | FORT ATKINSON | WI | Jefferson County | Commissioned | 2024-06-28 | 2024-10-09 | 153 | 8355
5007134 | Panel | 3.48 | 1 | MILWAUKEE | WI | Milwaukee County | Commissioned | 2024-06-28 | 2024-09-25 | 415 | 7463
5007147 | Panel | 50 | 2 | MILWAUKEE | WI | Milwaukee County | Commissioned | 2024-06-28 | 2025-09-30 | 150 | 1661
5007300 | Panel | 12.54 | 1 | BIG BEND | WI | Waukesha County | Commissioned | 2024-07-01 | 2024-08-02 | 445 | 2051
5007330 | Panel | 5.22 | 1 | HARTLAND | WI | Waukesha County | Commissioned | 2024-07-01 | 2025-07-01 | 419 | 8161
5007378 | Panel Storage | 32.6 | 2 | CEDARBURG | WI | Ozaukee County | Commissioned | 2024-07-01 | 2024-08-27 | 435 | 3881
5007634 | Panel Storage | 28.65 | 2 | WHITEFISH BAY | WI | Milwaukee County | Commissioned | 2024-07-01 | 2024-09-30 | 171 | 2353
5007652 | Panel | 8.96 | 1 | WAUKESHA | WI | Waukesha County | Commissioned | 2024-07-01 | 2024-10-25 | 576 | 2981
5008172 | Panel | 4.48 | 1 | WAUKESHA | WI | Waukesha County | Commissioned | 2024-07-03 | 2024-11-07 | 254 | 5251
5008248 | Panel | 12.8 | 1 | WAUKESHA | WI | Waukesha County | Commissioned | 2024-07-03 | 2024-10-16 | 228 | 3594
5008269 | Panel | 8.32 | 1 | WAUKESHA | WI | Waukesha County | Commissioned | 2024-07-03 | 2024-11-27 | 228 | 3594
5008282 | Panel | 9.074 | 1 | MEQUON | WI | Ozaukee County | Commissioned | 2024-07-03 | 2024-11-15 | 120 | 2453
5008295 | Panel | 5.8 | 1 | SEYMOUR | WI | Outagamie County | Commissioned | 2024-07-03 | 2024-10-14 | 353 | IN51
5008317 | Panel | 14.72 | 1 | WAUKESHA | WI | Waukesha County | Commissioned | 2024-07-03 | 2024-11-27 | 228 | 3594
5008352 | Panel | 2.9 | 1 | MILWAUKEE | WI | Milwaukee County | Commissioned | 2024-07-03 | 2024-11-22 | 201 | 1346
5008373 | Panel | 6.67 | 1 | MILWAUKEE | WI | Milwaukee County | Commissioned | 2024-07-03 | 2024-10-30 | 54 | 1493
5008412 | Panel | 2.61 | 1 | MILWAUKEE | WI | Milwaukee County | Commissioned | 2024-07-03 | 2025-01-13 | 404 | 3472
5008412 | Panel | 3.19 | 1 | MILWAUKEE | WI | Milwaukee County | Commissioned | 2024-07-03 | 2025-01-13 | 404 | 3472
5008494 | Panel | 11.52 | 1 | WAUKESHA | WI | Waukesha County | Commissioned | 2024-07-03 | 2024-11-27 | 228 | 3594
5008783 | Panel Storage | 9.64 | 1 | PLEASANT PRAIRIE | WI | Kenosha County | Commissioned | 2024-07-05 | 2025-04-22 | 118 | 1551
5009161 | Panel | 7.22 | 1 | MENOMONEE FALLS | WI | Waukesha County | Commissioned | 2024-07-08 | 2024-08-07 | 335 | 6382
5009338 | Panel | 9.5 | 1 | MILWAUKEE | WI | Milwaukee County | Commissioned | 2024-07-09 | 2024-10-02 | 54 | 1482
5009346 | Panel | 6.98 | 1 | GERMANTOWN | WI | Washington County | Commissioned | 2024-07-09 | 2024-11-05 | 334 | 4373
5009442 | Panel | 7.7 | 1 | NEW BERLIN | WI | Waukesha County | Commissioned | 2024-07-09 | 2024-09-11 | 237 | 2774
5010151 | Panel Storage | 19.705 | 1 | MENOMONEE FALLS | WI | Waukesha County | Commissioned | 2024-07-10 | 2024-08-23 | 359 | 5852
5010188 | Panel Storage | 9.06 | 1 | MUKWONAGO | WI | Waukesha County | Commissioned | 2024-07-10 | 2025-01-13 | 241 | 7381
5010207 | Panel | 12.16 | 1 | NEW BERLIN | WI | Waukesha County | Commissioned | 2024-07-10 | 2024-09-16 | 288 | 3062
5010223 | Panel | 9.28 | 1 | MENOMONEE FALLS | WI | Waukesha County | Commissioned | 2024-07-10 | 2024-11-19 | 333 | 5491
5010289 | Panel | 3.77 | 1 | JACKSON | WI | Washington County | Commissioned | 2024-07-11 | 2025-01-29 | 8 | 7951
5010444 | Panel | 4.06 | 1 | OAK CREEK | WI | Milwaukee County | Commissioned | 2024-07-11 | 2024-11-22 | 463 | 7884
5010468 | Panel | 3.77 | 1 | HARTFORD | WI | Washington County | Commissioned | 2024-07-11 | 2024-11-06 | 286 | 8061
5010538 | Panel | 2.32 | 1 | MILWAUKEE | WI | Milwaukee County | Commissioned | 2024-07-11 | 2025-05-22 | 459 | 2263
5010554 | Panel | 12.8 | 1 | APPLETON | WI | Outagamie County | Commissioned | 2024-07-10 | 2024-10-30 | 251 | OR54
5010564 | Panel | 2.9 | 1 | JACKSON | WI | Washington County | Commissioned | 2024-07-10 | 2024-11-06 | 435 | 3881
5010584 | Panel | 7.04 | 1 | APPLETON | WI | Outagamie County | Commissioned | 2024-07-11 | 2024-10-25 | 80 | AS61
5010675 | Panel Storage | 14.35 | 1 | DELAFIELD | WI | Waukesha County | Commissioned | 2024-07-12 | 2024-09-03 | 327 | 6446
5010809 | Panel | 4.56 | 1 | WAUKESHA | WI | Waukesha County | Commissioned | 2024-07-11 | 2024-09-25 | 228 | 3594
5010827 | Panel | 3.9 | 1 | FRANKSVILLE | WI | Racine County | Commissioned | 2024-07-12 | 2024-11-20 | 291 | 8556
5010855 | Panel | 2.32 | 1 | OAK CREEK | WI | Milwaukee County | Commissioned | 2024-07-12 | 2024-11-25 | 275 | 8451
5010879 | Panel | 17.3 | 1 | SHERWOOD | WI | Calumet County | Commissioned | 2024-07-12 | 2024-09-12 | 425 | CL53
5010906 | Panel | 7.15 | 1 | MUKWONAGO | WI | Waukesha County | Commissioned | 2024-07-12 | 2024-08-19 | 241 | 7381
5011317 | Panel | 11.4 | 1 | HUBERTUS | WI | Washington County | Commissioned | 2024-07-15 | 2024-08-30 | 166 | 2681
5011354 | Panel | 12 | 1 | KIEL | WI | Manitowoc County | Commissioned | 2024-07-13 | 2024-09-10 | 137 | 4041
5011445 | Panel Storage | 11.5 | 1 | MENOMONEE FALLS | WI | Waukesha County | Commissioned | 2024-07-15 | 2025-05-07 | 333 | 5491
5011562 | Panel | 11.168 | 1 | HORTONVILLE | WI | Outagamie County | Commissioned | 2024-07-15 | 2024-09-16 | 139 | LL81
5011597 | Panel | 8.064 | 1 | MILWAUKEE | WI | Milwaukee County | Commissioned | 2024-07-15 | 2024-10-31 | 201 | 1352
5011609 | Panel | 3.48 | 1 | MILWAUKEE | WI | Milwaukee County | Commissioned | 2024-07-15 | 2024-11-11 | 179 | 7251
5011648 | Panel | 11.6 | 1 | APPLETON | WI | Outagamie County | Commissioned | 2024-07-15 | 2024-10-15 | 191 | PK53
5011671 | Panel | 5.76 | 1 | WAUKESHA | WI | Waukesha County | Commissioned | 2024-07-15 | 2024-11-07 | 228 | 3581
5011691 | Panel | 4.64 | 1 | BLACK CREEK | WI | Outagamie County | Commissioned | 2024-07-15 | 2024-11-18 | 47 | LA62
5011863 | Panel | 3.77 | 1 | OAK CREEK | WI | Milwaukee County | Commissioned | 2024-07-16 | 2024-11-18 | 55 | 2191
5011906 | Panel | 4.41 | 1 | MILWAUKEE | WI | Milwaukee County | Commissioned | 2024-07-16 | 2024-09-25 | 415 | 7461
5011936 | Panel | 8.775 | 1 | MILWAUKEE | WI | Milwaukee County | Commissioned | 2024-07-16 | 2024-11-20 | 305 | 2851
5011966 | Panel | 6.615 | 1 | FOX POINT | WI | Milwaukee County | Commissioned | 2024-07-16 | 2024-10-14 | 54 | 1483
5011978 | Panel | 5.76 | 1 | MUSKEGO | WI | Waukesha County | Commissioned | 2024-07-16 | 2024-10-04 | 394 | 5861
5012045 | Panel | 6.38 | 1 | SUSSEX | WI | Waukesha County | Commissioned | 2024-07-16 | 2024-11-15 | 333 | 5492
5012121 | Panel | 3.835 | 1 | PEWAUKEE | WI | Waukesha County | Commissioned | 2024-07-16 | 2024-09-25 | 277 | 1851
5012162 | Panel | 6.38 | 1 | MENOMONEE FALLS | WI | Waukesha County | Commissioned | 2024-07-16 | 2024-11-19 | 166 | 2672
5012211 | Panel | 10.88 | 1 | WAUKESHA | WI | Waukesha County | Commissioned | 2024-07-16 | 2024-09-25 | 228 | 3581
5012409 | Panel | 15.2 | 1 | BURLINGTON | WI | Racine County | Commissioned | 2024-07-17 | 2024-09-13 | 67 | 1144
5012509 | Panel | 9.216 | 1 | GREENVILLE | WI | Outagamie County | Commissioned | 2024-07-17 | 2024-11-01 | 177 | UL61
5012528 | Panel | 2.4 | 1 | GREENVILLE | WI | Outagamie County | Commissioned | 2024-07-17 | 2024-09-26 | 177 | UL61
5012544 | Panel | 8.832 | 1 | WAUKESHA | WI | Waukesha County | Commissioned | 2024-07-17 | 2024-09-12 | 380 | 2161
5012567 | Panel | 129.6 | 2 | MILWAUKEE | WI | Milwaukee County | Commissioned | 2024-07-17 | 2025-07-11 | 423 | 9474
5012787 | Panel | 3.895 | 1 | OAK CREEK | WI | Milwaukee County | Commissioned | 2024-07-18 | 2024-10-07 | 589 | 6581
5012969 | Panel Storage | 21.5 | 2 | WAUKESHA | WI | Waukesha County | Commissioned | 2024-07-18 | 2024-10-03 | 576 | 2973
5012990 | Panel | 4.06 | 1 | MILWAUKEE | WI | Milwaukee County | Commissioned | 2024-07-18 | 2025-02-19 | 423 | 9471
5013332 | Panel | 50 | 2 | WALDO | WI | Sheboygan County | Commissioned | 2024-07-19 | 2024-12-03 | 355 | 8651
5013332 | Panel | 57 | 2 | WALDO | WI | Sheboygan County | Commissioned | 2024-07-19 | 2024-12-03 | 355 | 8651
5013431 | Panel Storage | 18.028 | 1 | BIG BEND | WI |  | Commissioned | 2024-07-19 | 2025-08-07 | 445 | 2051
5013452 | Panel | 6.09 | 1 | NEENAH | WI | Winnebago County | Commissioned | 2024-07-19 | 2024-12-19 | 57 | GW54
5013475 | Panel Storage | 7.6 | 1 | ELKHORN | WI | Walworth County | Commissioned | 2024-07-19 | 2024-12-12 | 67 | 1154
5013791 | Panel | 120 | 2 | GREENFIELD | WI | Milwaukee County | Commissioned | 2024-07-22 | 2025-06-03 | 59 | 7796
5013940 | Panel | 6.46 | 1 | MENOMONEE FALLS | WI | Waukesha County | Commissioned | 2024-07-22 | 2024-08-27 | 359 | 5871
5013952 | Panel | 15.356 | 1 | ALLENTON | WI | Washington County | Commissioned | 2024-07-22 | 2024-09-18 | 286 | 8061
5013960 | Panel | 7.04 | 1 | WAUKESHA | WI | Waukesha County | Commissioned | 2024-07-22 | 2024-11-18 | 366 | 7042
5013969 | Panel Storage | 11.5 | 1 | PLEASANT PRAIRIE | WI | Kenosha County | Commissioned | 2024-07-22 | 2025-01-07 | 182 | 9371
5014135 | Panel | 200 | 2 | HARTLAND | WI | Waukesha County | Commissioned | 2024-07-23 | 2025-06-27 | 103 | 2877
5014194 | Panel | 8.96 | 1 | PEWAUKEE | WI | Waukesha County | Commissioned | 2024-07-23 | 2024-12-11 | 366 | 7042
5014203 | Panel | 7.6 | 1 | HORTONVILLE | WI | Outagamie County | Commissioned | 2024-07-23 | 2024-11-15 | 4 | TN52
5014213 | Panel | 22.8 | 2 | APPLETON | WI | Outagamie County | Commissioned | 2024-07-23 | 2024-10-10 | 20 | HL74
5014226 | Panel | 8.376 | 1 | GREENVILLE | WI | Outagamie County | Commissioned | 2024-07-23 | 2024-10-01 | 139 | LL83
5014253 | Panel | 15.2 | 1 | APPLETON | WI | Outagamie County | Commissioned | 2024-07-23 | 2024-09-20 | 186 | MB62
5014300 | Panel | 2.03 | 1 | WATERTOWN | WI | Dodge County | Commissioned | 2024-07-23 | 2024-10-09 | 280 | 2042
5014322 | Panel | 7.04 | 1 | WAUKESHA | WI | Waukesha County | Commissioned | 2024-07-23 | 2024-11-18 | 228 | 3584
5014336 | Panel Storage | 11.5 | 1 | WATERTOWN | WI | Dodge County | Commissioned | 2024-07-23 | 2024-08-26 | 98 | 9086
5014346 | Panel | 4.18 | 1 | FORT ATKINSON | WI | Jefferson County | Commissioned | 2024-07-23 | 2024-11-05 | 154 | 9162
5014360 | Panel | 10 | 1 | COLGATE | WI | Washington County | Commissioned | 2024-07-23 | 2025-02-04 | 166 | 2696
5014408 | Panel | 6.84 | 1 | MENOMONEE FALLS | WI | Waukesha County | Commissioned | 2024-07-24 | 2024-08-22 | 335 | 6375
5014448 | Panel | 9.6 | 1 | NEENAH | WI | Winnebago County | Commissioned | 2024-07-24 | 2024-11-01 | 57 | GW51
5014709 | Panel | 7.6 | 1 | CAMPBELLSPORT | WI | Fond du Lac County | Commissioned | 2024-07-24 | 2024-11-13 | 27 | 1841
5014735 | Panel | 17.4 | 1 | JUNEAU | WI | Dodge County | Commissioned | 2024-07-24 | 2024-10-15 | 98 | 9084
5014744 | Panel | 6.08 | 1 | NEW BERLIN | WI | Waukesha County | Commissioned | 2024-07-24 | 2024-10-14 | 244 | 0162
5014773 | Panel | 7.04 | 1 | NEENAH | WI | Winnebago County | Commissioned | 2024-07-24 | 2024-11-12 | 57 | GW51
5015103 | Panel | 6.144 | 1 | FLORENCE | WI | Florence County | Commissioned | 2024-07-25 | 2024-10-10 | 35 | AS52
5015114 | Panel | 5.22 | 1 | WALES | WI | Waukesha County | Commissioned | 2024-07-25 | 2024-09-25 | 356 | 6762
5015284 | Panel | 5.22 | 1 | WAUKESHA | WI | Waukesha County | Commissioned | 2024-07-26 | 2024-09-12 | 228 | 3584
5015529 | Panel | 6.84 | 1 | ELKHORN | WI | Walworth County | Commissioned | 2024-07-27 | 2024-11-19 | 325 | 6581
5015723 | Panel | 4.725 | 1 | GREENDALE | WI | Milwaukee County | Commissioned | 2024-07-29 | 2024-09-20 | 413 | 7372
5015795 | Panel | 10.725 | 1 | MILWAUKEE | WI | Milwaukee County | Commissioned | 2024-07-29 | 2024-11-12 | 150 | 1652
5015863 | Panel | 4.64 | 1 | LAKE MILLS | WI | Jefferson County | Commissioned | 2024-07-29 | 2025-02-13 | 174 | 6684
5016070 | Panel | 7.54 | 1 | MARSHALL | WI | Dane County | Commissioned | 2024-07-30 | 2024-09-23 | 53 | 8791
5016265 | Panel | 4.48 | 1 | MENOMONEE FALLS | WI | Waukesha County | Commissioned | 2024-07-30 | 2024-11-05 | 335 | 6375
5016285 | Panel | 5.76 | 1 | NEENAH | WI | Winnebago County | Commissioned | 2024-07-30 | 2024-11-12 | 111 | MN52
5016311 | Panel | 12.8 | 1 | APPLETON | WI | Outagamie County | Commissioned | 2024-07-31 | 2024-11-12 | 251 | OR54
5016365 | Panel | 4.06 | 1 | RACINE | WI | Racine County | Commissioned | 2024-07-30 | 2025-01-07 | 291 | 8554
5016397 | Panel | 4.55 | 1 | FRANKSVILLE | WI | Racine County | Commissioned | 2024-07-31 | 2024-11-07 | 291 | 8565
5016510 | Panel Storage | 9.76 | 1 | MILWAUKEE | WI | Milwaukee County | Commissioned | 2024-07-31 | 2024-12-13 | 87 | 6263
5016546 | Panel | 7.68 | 1 | APPLETON | WI | Outagamie County | Commissioned | 2024-07-31 | 2024-11-01 | 20 | HL71
5016680 | Panel | 5.85 | 1 | FRANKLIN | WI | Milwaukee County | Commissioned | 2024-07-31 | 2025-04-01 | 55 | 2184
5016726 | Panel | 4.13 | 1 | RACINE | WI | Racine County | Commissioned | 2024-07-31 | 2025-05-16 | 89 | 5552
5016736 | Panel | 9.6 | 1 | SUSSEX | WI | Waukesha County | Commissioned | 2024-07-31 | 2025-04-15 | 333 | 5482
5016784 | Panel | 5.2 | 1 | MUSKEGO | WI | Waukesha County | Commissioned | 2024-08-01 | 2025-01-31 | 288 | 3062
5016987 | Panel | 4.48 | 1 | APPLETON | WI | Outagamie County | Commissioned | 2024-08-01 | 2025-04-15 | 251 | OR64
5017072 | Panel | 6.3 | 1 | FRANKLIN | WI | Milwaukee County | Commissioned | 2024-08-02 | 2024-09-18 | 288 | 3051
5017170 | Panel | 5.85 | 1 | MILWAUKEE | WI | Milwaukee County | Commissioned | 2024-08-02 | 2024-10-16 | #N/A
5017331 | Panel | 5.2 | 1 | MILWAUKEE | WI | Milwaukee County | Commissioned | 2024-08-02 | 2024-10-11 | 305 | 2852
5017364 | Panel | 4.48 | 1 | SUSSEX | WI | Waukesha County | Commissioned | 2024-08-02 | 2024-10-21 | 333 | 5496
5017420 | Panel | 8.74 | 1 | MENASHA | WI | Winnebago County | Commissioned | 2024-08-02 | 2024-10-15 | 425 | CL51
5017448 | Panel | 13.455 | 1 | FRANKLIN | WI | Milwaukee County | Commissioned | 2024-08-02 | 2024-12-09 | 452 | 2582
5017487 | Panel | 7.6 | 1 | PEWAUKEE | WI | Waukesha County | Commissioned | 2024-08-02 | 2025-02-20 | 125 | 3192
5017495 | Panel | 50 | 2 | MILWAUKEE | WI | Milwaukee County | Commissioned | 2024-08-02 | 2025-06-05 | 150 | 1661
5017502 | Panel Storage | 26.89 | 2 | MUSKEGO | WI | Waukesha County | Commissioned | 2024-08-02 | 2024-10-09 | 394 | 5862
5018011 | Panel | 1.45 | 1 | MILWAUKEE | WI | Milwaukee County | Commissioned | 2024-08-05 | 2024-10-28 | 404 | 3473
5018034 | Panel | 40 | 2 | MILWAUKEE | WI | Milwaukee County | Commissioned | 2024-08-05 | 2024-12-17 | #N/A
5018066 | Panel | 4.18 | 1 | GREENDALE | WI | Milwaukee County | Commissioned | 2024-08-05 | 2025-01-08 | 17 | 4792
5018077 | Panel | 5.376 | 1 | SAUKVILLE | WI | Ozaukee County | Commissioned | 2024-08-05 | 2025-02-07 | 86 | 9684
5018085 | Panel Storage | 18.5 | 1 | COLUMBUS | WI | Columbia County | Commissioned | 2024-08-05 | 2024-12-16 | 319 | 7091
5018144 | Panel | 7.475 | 1 | FRANKLIN | WI | Milwaukee County | Commissioned | 2024-08-06 | 2024-10-24 | 463 | 7872
5018249 | Panel | 5.51 | 1 | MILWAUKEE | WI | Milwaukee County | Commissioned | 2024-08-06 | 2024-10-16 | #N/A
5018340 | Panel | 40 | 2 | EAGLE | WI | Waukesha County | Commissioned | 2024-08-06 | 2025-03-27 | 127 | 3762
5018361 | Panel | 4.55 | 1 | WATERFORD | WI | Racine County | Commissioned | 2024-08-06 | 2024-12-13 | 468 | 3481
5018418 | Panel | 6 | 1 | REESEVILLE | WI | Dodge County | Commissioned | 2024-08-06 | 2025-05-22 | 319 | 7097
5018446 | Panel | 7.6 | 1 | WAUKESHA | WI | Waukesha County | Commissioned | 2024-08-06 | 2024-10-09 | 228 | 3594
5018458 | Panel | 3.84 | 1 | GRAFTON | WI | Ozaukee County | Commissioned | 2024-08-06 | 2024-11-22 | 401 | 6461
5018566 | Panel | 6.96 | 1 | APPLETON | WI | Outagamie County | Commissioned | 2024-08-07 | 2025-04-04 | 20 | HL73
5019036 | Panel | 8.027 | 1 | APPLETON | WI | Outagamie County | Commissioned | 2024-08-08 | 2024-10-22 | 20 | HL63
5019053 | Panel | 8.32 | 1 | WAUKESHA | WI | Waukesha County | Commissioned | 2024-08-08 | 2024-11-27 | 366 | 7044
5019129 | Panel | 4.93 | 1 | APPLETON | WI | Outagamie County | Commissioned | 2024-08-08 | 2025-02-24 | 20 | HL63
5019159 | Panel | 100 | 2 | BROOKFIELD | WI | Waukesha County | Commissioned | 2024-08-08 | 2025-10-27 | 237 | 2773
5019159 | Panel | 100 | 2 | BROOKFIELD | WI | Waukesha County | Commissioned | 2024-08-08 | 2025-10-27 | 237 | 2773
5019482 | Panel | 40 | 2 | MILWAUKEE | WI | Milwaukee County | Commissioned | 2024-08-08 | 2025-06-27 | 150 | 1661
5019889 | Panel | 6.5 | 1 | GLENDALE | WI | Milwaukee County | Commissioned | 2024-08-09 | 2024-11-01 | 54 | 1492
5019893 | Panel | 8.448 | 1 | PLEASANT PRAIRIE | WI | Kenosha County | Commissioned | 2024-08-09 | 2024-10-16 | 182 | 9395
5020326 | Panel | 8.96 | 1 | KENOSHA | WI | Kenosha County | Commissioned | 2024-08-12 | 2024-10-07 | 269 | 8982
5020364 | Panel | 3.78 | 1 | MILWAUKEE | WI | Milwaukee County | Commissioned | 2024-08-12 | 2024-11-06 | 66 | 8651
5020398 | Panel | 6.84 | 1 | MILWAUKEE | WI | Milwaukee County | Commissioned | 2024-08-12 | 2024-11-26 | 152 | 6152
5020409 | Panel Storage | 11.5 | 1 | MILWAUKEE | WI | Milwaukee County | Commissioned | 2024-08-12 | 2024-12-30 | 404 | 3494
5020421 | Panel | 6.08 | 1 | PEWAUKEE | WI | Waukesha County | Commissioned | 2024-08-12 | 2024-10-03 | 333 | 5487
5020427 | Panel | 5 | 1 | APPLETON | WI | Outagamie County | Commissioned | 2024-08-12 | 2025-03-27 | 20 | HL73
5020429 | Panel | 2.03 | 1 | WAUKESHA | WI | Waukesha County | Commissioned | 2024-08-12 | 2024-12-11 | 228 | 3581
5020637 | Panel | 5.22 | 1 | MEQUON | WI | Ozaukee County | Commissioned | 2024-08-12 | 2024-10-02 | 458 | 3491
5020868 | Panel | 10 | 1 | HARTLAND | WI | Waukesha County | Commissioned | 2024-08-14 | 2024-10-14 | 30 | 6181
5021130 | Panel | 4.56 | 1 | WHITEFISH BAY | WI | Milwaukee County | Commissioned | 2024-08-14 | 2025-01-06 | 171 | 2362
5021155 | Panel | 5.376 | 1 | SUSSEX | WI | Waukesha County | Commissioned | 2024-08-14 | 2024-10-14 | 333 | 5492
5021209 | Panel | 3.575 | 1 | PEWAUKEE | WI | Waukesha County | Commissioned | 2024-08-14 | 2024-12-03 | 103 | 2888
5021219 | Panel | 5.7 | 1 | MENOMONEE FALLS | WI | Waukesha County | Commissioned | 2024-08-15 | 2024-12-23 | 335 | 6375
5021469 | Panel | 4.225 | 1 | MUKWONAGO | WI | Waukesha County | Commissioned | 2024-08-15 | 2025-03-26 | 241 | 7377
5021496 | Panel | 8.376 | 1 | NEENAH | WI | Winnebago County | Commissioned | 2024-08-15 | 2024-12-10 | 57 | GW54
5021515 | Panel | 9.216 | 1 | GREENVILLE | WI | Outagamie County | Commissioned | 2024-08-15 | 2024-11-01 | 177 | UL61
5021615 | Panel | 10.24 | 1 | GRAFTON | WI | Ozaukee County | Commissioned | 2024-08-15 | 2024-12-10 | 458 | 3492
5021681 | Panel Storage | 16 | 1 | WEST BEND | WI | Washington County | Commissioned | 2024-08-16 | 2025-02-04 | 33 | 9782
5021893 | Panel Storage | 11.5 | 1 | BIG BEND | WI | Waukesha County | Commissioned | 2024-08-16 | 2024-09-16 | 445 | 2051
5022150 | Panel | 7.22 | 1 | SUSSEX | WI | Waukesha County | Commissioned | 2024-08-19 | 2024-09-25 | 333 | 5496
5022471 | Panel Storage | 11.5 | 1 | KENOSHA | WI | Kenosha County | Commissioned | 2024-08-19 | 2025-03-20 | 315 | 2363
5022859 | Panel | 4.19 | 1 | OCONOMOWOC | WI | Waukesha County | Commissioned | 2024-08-20 | 2024-12-12 | 327 | 6451
5022880 | Panel | 5 | 1 | FORT ATKINSON | WI | Jefferson County | Commissioned | 2024-08-20 | 2025-01-02 | 154 | 9162
5022904 | Panel | 9.425 | 1 | GREENDALE | WI | Milwaukee County | Commissioned | 2024-08-20 | 2024-10-25 | 55 | 2184
5022952 | Panel | 6.175 | 1 | ELM GROVE | WI | Waukesha County | Commissioned | 2024-08-20 | 2024-11-26 | 142 | 4661
5022959 | Panel | 10.368 | 1 | MOUNT PLEASANT | WI | Racine County | Commissioned | 2024-08-20 | 2024-10-07 | 163 | 5063
5023019 | Panel Storage | 19.88 | 1 | PEWAUKEE | WI | Waukesha County | Commissioned | 2024-08-21 | 2024-10-07 | 103 | 2886
5023239 | Panel | 7.98 | 1 | MENOMONEE FALLS | WI | Waukesha County | Commissioned | 2024-08-21 | 2024-09-16 | 166 | 2675
5023277 | Panel | 2.95 | 1 | MILWAUKEE | WI | Milwaukee County | Commissioned | 2024-08-21 | 2025-04-25 | 87 | 6253
5023295 | Panel | 13.262 | 1 | WAUWATOSA | WI | Milwaukee County | Commissioned | 2024-08-21 | 2024-10-28 | 249 | 4571
5023319 | Panel | 8.205 | 1 | MENOMONEE FALLS | WI | Waukesha County | Commissioned | 2024-08-21 | 2024-10-25 | 333 | 5491
5023345 | Panel | 14.95 | 1 | MILWAUKEE | WI | Milwaukee County | Commissioned | 2024-08-21 | 2025-01-17 | 179 | 7251
5023438 | Panel | 11.4 | 1 | PHELPS | WI | Vilas County | Commissioned | 2024-08-22 | 2024-11-21 | 343 | WL51
5023460 | Panel | 7.678 | 1 | MEQUON | WI | Ozaukee County | Commissioned | 2024-08-22 | 2024-09-24 | 227 | 3961
5023506 | Panel | 6.4 | 1 | HARTLAND | WI | Waukesha County | Commissioned | 2024-08-22 | 2024-11-05 | 103 | 2887
5023613 | Panel | 7.98 | 1 | SUSSEX | WI | Waukesha County | Commissioned | 2024-08-22 | 2024-12-04 | 333 | 5482
5023642 | Panel Storage | 11.5 | 1 | HALES CORNERS | WI | Milwaukee County | Commissioned | 2024-08-22 | 2024-11-12 | 96 | 1662
5023691 | Panel | 5.7 | 1 | MILWAUKEE | WI | Milwaukee County | Commissioned | 2024-08-22 | 2025-07-31 | #N/A | #N/A
5023755 | Panel | 10.26 | 1 | EAST TROY | WI | Walworth County | Commissioned | 2024-08-22 | 2024-11-13 | 67 | 1154
5023782 | Panel Storage | 23 | 2 | BROOKFIELD | WI | Waukesha County | Commissioned | 2024-08-22 | 2025-03-10 | 576 | 2982
5023790 | Panel | 14.658 | 2 | HORTONVILLE | WI | Outagamie County | Commissioned | 2024-08-22 | 2025-03-03 | #N/A | #N/A
5023790 | Panel | 15.356 | 2 | HORTONVILLE | WI | Outagamie County | Commissioned | 2024-08-22 | 2025-03-03 | #N/A | #N/A
5023846 | Panel | 4.225 | 1 | RICHFIELD | WI | Washington County | Commissioned | 2024-08-23 | 2024-12-02 | 213 | 5383
5023872 | Panel Storage | 7.6 | 1 | GREENFIELD | WI | Milwaukee County | Commissioned | 2024-08-23 | 2025-01-13 | 96 | 1652
5023924 | Panel | 6.5 | 1 | ELM GROVE | WI | Waukesha County | Commissioned | 2024-08-23 | 2025-05-29 | 470 | 9353
5024004 | Panel | 2.6 | 1 | MILWAUKEE | WI | Milwaukee County | Commissioned | 2024-08-23 | 2025-10-23 | 404 | 3473
5024105 | Panel | 7.68 | 1 | KANSASVILLE | WI | Racine County | Commissioned | 2024-08-23 | 2025-01-03 | 269 | 8993
5024132 | Panel | 4.18 | 1 | MILWAUKEE | WI | Milwaukee County | Commissioned | 2024-08-23 | 2024-10-30 | 305 | 2852
5024144 | Panel Storage | 19.1 | 1 | OAK CREEK | WI | Milwaukee County | Commissioned | 2024-08-23 | 2024-12-23 | 298 | 4551
5024159 | Panel | 7.6 | 1 | WATERTOWN | WI | Dodge County | Commissioned | 2024-08-23 | 2025-03-25 | 98 | 9074
5024227 | Panel | 8.41 | 1 | KENOSHA | WI | Kenosha County | Commissioned | 2024-08-26 | 2025-07-14 | 182 | 9381
5024559 | Panel | 4.48 | 1 | CUDAHY | WI | Milwaukee County | Commissioned | 2024-08-26 | 2024-12-27 | 31 | 5182
5024595 | Panel | 8.32 | 1 | BROWN DEER | WI | Milwaukee County | Commissioned | 2024-08-26 | 2024-12-30 | 61 | 4952
5024617 | Panel | 4.55 | 1 | JOHNSON CREEK | WI | Jefferson County | Commissioned | 2024-08-26 | 2025-03-04 | 174 | 6674
5024710 | Panel | 7.22 | 1 | BROOKFIELD | WI | Waukesha County | Commissioned | 2024-08-26 | 2024-09-25 | 69 | 3743
5024744 | Panel | 8.448 | 1 | GERMANTOWN | WI | Washington County | Commissioned | 2024-08-27 | 2024-11-05 | 359 | 5851
5024762 | Panel | 12.8 | 1 | JACKSON | WI | Washington County | Commissioned | 2024-08-26 | 2025-01-17 | 8 | 7961
5024793 | Panel | 4.875 | 1 | FRANKSVILLE | WI | Racine County | Commissioned | 2024-08-27 | 2025-02-27 | 589 | 6574
5024836 | Panel | 6.5 | 1 | OCONOMOWOC | WI | Waukesha County | Commissioned | 2024-08-27 | 2024-11-18 | 189 | 4161
5024878 | Panel | 11.52 | 1 | RACINE | WI | Waukesha County | Commissioned | 2024-08-27 | 2024-11-20 | 143 | 1462
5024896 | Panel | 5.2 | 1 | STURTEVANT | WI | Racine County | Commissioned | 2024-08-27 | 2024-12-27 | 447 | 1686
5025031 | Panel | 2.32 | 1 | APPLETON | WI | Outagamie County | Commissioned | 2024-08-27 | 2025-02-07 | 20 | HL73
5025097 | Panel Storage | 34.517 | 2 | MILWAUKEE | WI | Milwaukee County | Commissioned | 2024-08-28 | 2025-01-24 | 54 | 1483
5025311 | Panel | 14.08 | 1 | JACKSON | WI | Washington County | Commissioned | 2024-08-27 | 2024-11-22 | 435 | 3882
5025368 | Panel Storage | 19.86 | 1 | BROOKFIELD | WI | Waukesha County | Commissioned | 2024-08-28 | 2024-11-07 | 391 | 8651
5025403 | Panel | 6.175 | 1 | KENOSHA | WI | Kenosha County | Commissioned | 2024-08-28 | 2025-03-04 | 317 | 3982
5025468 | Panel Storage | 18.98 | 1 | MENOMONEE FALLS | WI | Waukesha County | Commissioned | 2024-08-28 | 2024-09-27 | 359 | 5863
5025473 | Panel Storage | 10 | 1 | OAK CREEK | WI | Milwaukee County | Commissioned | 2024-08-28 | 2024-11-12 | 275 | 8444
5025509 | Panel | 5.8 | 1 | KENOSHA | WI | Kenosha County | Commissioned | 2024-08-29 | 2024-11-05 | 182 | 9381
5025579 | Panel | 43.2 | 2 | MILWAUKEE | WI | Milwaukee County | Commissioned | 2024-08-29 | 2025-02-20 | #N/A | 0
5025710 | Panel | 8.35 | 1 | BURLINGTON | WI | Racine County | Commissioned | 2024-08-29 | 2024-10-07 | 68 | 9751
5026035 | Panel | 9.57 | 1 | MILWAUKEE | WI | Milwaukee County | Commissioned | 2024-08-30 | 2025-02-05 | 87 | 6263
5026059 | Panel | 6.4 | 1 | GRAFTON | WI | Ozaukee County | Commissioned | 2024-08-30 | 2024-12-02 | 401 | 6462
5026243 | Panel | 5.85 | 1 | FREMONT | WI | Waupaca County | Commissioned | 2024-08-30 | 2024-10-31 | 453 | DF52
5026259 | Panel | 10 | 1 | CALEDONIA | WI | Racine County | Commissioned | 2024-08-30 | 2024-12-09 | 463 | 7874
5026294 | Panel | 8.95 | 1 | NEW BERLIN | WI | Waukesha County | Commissioned | 2024-08-31 | 2024-12-05 | 59 | 7773
5026295 | Panel | 2.99 | 1 | MILWAUKEE | WI | Milwaukee County | Commissioned | 2024-08-30 | 2025-04-25 | 337 | 0262
5026296 | Panel | 2.925 | 1 | OAK CREEK | WI | Milwaukee County | Commissioned | 2024-08-31 | 2025-07-08 | 275 | 8452
5026298 | Panel | 7.68 | 1 | JACKSON | WI | Washington County | Commissioned | 2024-08-30 | 2025-01-06 | 8 | 7961
5026301 | Panel | 3.84 | 1 | GRAFTON | WI | Ozaukee County | Commissioned | 2024-08-30 | 2024-11-25 | 401 | 6452
5026303 | Panel | 5.12 | 1 | WEST BEND | WI | Washington County | Commissioned | 2024-08-31 | 2024-11-22 | 34 | 1061
5026304 | Panel | 7.68 | 1 | JACKSON | WI | Washington County | Commissioned | 2024-08-31 | 2025-01-09 | 8 | 7961
5026305 | Panel | 5.12 | 1 | WEST BEND | WI | Washington County | Commissioned | 2024-08-31 | 2024-12-23 | 374 | 4153
5026307 | Panel | 6 | 1 | RACINE | WI | Racine County | Commissioned | 2024-08-31 | 2025-04-03 | 304 | 8371
5026389 | Panel | 7.6 | 1 | RACINE | WI | Racine County | Commissioned | 2024-09-03 | 2025-04-11 | 304 | 8371
5026415 | Panel | 5 | 1 | KENOSHA | WI | Kenosha County | Commissioned | 2024-09-03 | 2025-05-22 | 46 | 0764
5026452 | Panel | 6 | 1 | FRANKLIN | WI | Milwaukee County | Commissioned | 2024-09-03 | 2025-05-23 | 463 | 7872
5026459 | Panel | 7.6 | 1 | KENOSHA | WI | Kenosha County | Commissioned | 2024-09-03 | 2025-04-03 | 182 | 9371
5026530 | Panel | 10 | 1 | RACINE | WI | Racine County | Commissioned | 2024-09-03 | 2025-06-04 | 304 | 8362
5026558 | Panel | 5 | 1 | RACINE | WI | Racine County | Commissioned | 2024-09-03 | 2025-07-07 | 310 | 2751
5026576 | Panel | 3.77 | 1 | UNION GROVE | WI | Racine County | Commissioned | 2024-09-03 | 2024-10-09 | 269 | 8983
5026602 | Panel | 8.7 | 1 | TREVOR | WI | Kenosha County | Commissioned | 2024-09-04 | 2024-11-20 | 317 | 3974
5026634 | Panel | 3.84 | 1 | JACKSON | WI | Washington County | Commissioned | 2024-09-02 | 2025-02-11 | 8 | 7952
5026651 | Panel | 7.04 | 1 | JACKSON | WI | Washington County | Commissioned | 2024-09-02 | 2024-12-27 | 213 | 5381
5027051 | Panel | 6.4 | 1 | GRAFTON | WI | Ozaukee County | Commissioned | 2024-09-04 | 2024-12-06 | 458 | 3484
5027066 | Panel Storage | 6.282 | 1 | KENOSHA | WI |  | Commissioned | 2024-09-04 | 2024-11-11 | 314 | 5782
5027128 | Panel | 5.76 | 1 | GRAFTON | WI | Ozaukee County | Commissioned | 2024-09-05 | 2024-12-30 | 86 | 9681
5027296 | Panel | 8.125 | 1 | FRANKLIN | WI | Milwaukee County | Commissioned | 2024-09-05 | 2024-12-13 | 55 | 2184
5027354 | Panel Storage | 12 | 1 | WEST BEND | WI | Washington County | Commissioned | 2024-09-05 | 2024-11-18 | 33 | 9785
5027774 | Panel | 9.6 | 1 | GRAFTON | WI | Ozaukee County | Commissioned | 2024-09-06 | 2024-12-13 | 401 | 6452
5027796 | Panel Storage | 7.6 | 1 | MEQUON | WI | Ozaukee County | Commissioned | 2024-09-06 | 2024-12-30 | 227 | 3961
5027847 | Panel | 13.975 | 1 | WEST BEND | WI | Washington County | Commissioned | 2024-09-06 | 2025-04-21 | 33 | 9782
5027893 | Panel Storage | 29.84 | 2 | PLYMOUTH | WI | Sheboygan County | Commissioned | 2024-09-06 | 2024-11-07 | 138 | 0682
5027932 | Panel | 7.475 | 1 | HORTONVILLE | WI | Outagamie County | Commissioned | 2024-09-06 | 2024-11-26 | 112 | DAL2
5027935 | Panel | 6.825 | 1 | FORT ATKINSON | WI | Jefferson County | Commissioned | 2024-09-06 | 2024-10-09 | 153 | 8352
5027942 | Panel | 34.6 | 2 | WAUWATOSA | WI | Milwaukee County | Commissioned | 2024-09-06 | 2024-12-13 | 105 | 2771
5028055 | Panel | 4.93 | 1 | MILWAUKEE | WI | Milwaukee County | Commissioned | 2024-09-09 | 2024-11-11 | 434 | 0153
5028087 | Panel | 12 | 1 | UNION GROVE | WI | Racine County | Commissioned | 2024-09-09 | 2025-05-05 | 269 | 8993
5028165 | Panel | 8.725 | 1 | SAUKVILLE | WI | Ozaukee County | Commissioned | 2024-09-09 | 2024-12-17 | 387 | 1962
5028223 | Panel | 15.2 | 1 | RICHFIELD | WI | Washington County | Commissioned | 2024-09-09 | 2024-12-04 | 281 | 6151
5028275 | Panel Storage | 11.5 | 1 | MEQUON | WI | Ozaukee County | Commissioned | 2024-09-09 | 2024-10-18 | 334 | 4372
5028304 | Panel | 12.16 | 1 | MOUNT PLEASANT | WI | Racine County | Commissioned | 2024-09-09 | 2025-06-30 | 447 | 1677
5028361 | Panel | 16.896 | 1 | LARSEN | WI | Winnebago County | Commissioned | 2024-09-09 | 2024-12-03 | 453 | DF52
5028396 | Panel | 6.825 | 1 | WEST BEND | WI | Washington County | Commissioned | 2024-09-09 | 2025-01-06 | 374 | 4152
5028458 | Panel | 4.19 | 1 | GREENFIELD | WI | Milwaukee County | Commissioned | 2024-09-10 | 2025-01-28 | 134 | 1671
5028523 | Panel | 166.6 | 2 | ELKHORN | WI | Walworth County | Commissioned | 2024-09-10 | 2025-01-09 | 325 | 6581
5028697 | Panel | 3.04 | 1 | MILWAUKEE | WI | Milwaukee County | Commissioned | 2024-09-10 | 2025-02-24 | 171 | 2362
5028766 | Panel | 6.84 | 1 | WAUKESHA | WI | Waukesha County | Commissioned | 2024-09-10 | 2025-01-06 | 228 | 3581
5028845 | Panel | 15.58 | 1 | BRILLION | WI | Calumet County | Commissioned | 2024-09-10 | 2025-01-27 | 123 | ND62
5028890 | Panel | 4.41 | 1 | FOX POINT | WI | Milwaukee County | Commissioned | 2024-09-11 | 2025-01-17 | 54 | 1492
5029250 | Panel | 7.54 | 1 | ELM GROVE | WI | Waukesha County | Commissioned | 2024-09-11 | 2024-11-14 | 391 | 8662
5029306 | Panel | 5 | 1 | MILWAUKEE | WI | Milwaukee County | Commissioned | 2024-09-11 | 2024-11-12 | 96 | 1663
5029412 | Panel | 5.8 | 1 | JACKSON | WI | Washington County | Commissioned | 2024-09-12 | 2024-11-22 | 8 | 7951
5029623 | Panel | 5.2 | 1 | MILWAUKEE | WI | Milwaukee County | Commissioned | 2024-09-12 | 2025-03-31 | 151 | 9263
5029652 | Panel Storage | 67.638 | 2 | SAUKVILLE | WI | Ozaukee County | Commissioned | 2024-09-12 | 2024-12-20 | 245 | 7862
5029684 | Panel | 7.68 | 1 | PORT WASHINGTON | WI | Ozaukee County | Commissioned | 2024-09-12 | 2024-12-10 | 438 | Z774
5029688 | Panel | 7.6 | 1 | KENOSHA | WI | Kenosha County | Commissioned | 2024-09-12 | 2025-03-12 | 314 | 5774
5029699 | Panel | 7.83 | 1 | KENOSHA | WI | Kenosha County | Commissioned | 2024-09-12 | 2025-04-24 | 43 | 1681
5029801 | Panel | 8.96 | 1 | WEST BEND | WI | Washington County | Commissioned | 2024-09-13 | 2025-01-08 | 33 | 9782
5030244 | Panel | 6.09 | 1 | WAUKESHA | WI | Waukesha County | Commissioned | 2024-09-16 | 2025-01-23 | 228 | 3585
5030267 | Panel | 12.215 | 1 | NEENAH | WI | Winnebago County | Commissioned | 2024-09-16 | 2024-11-01 | 57 | GW52
5030322 | Panel | 15.2 | 1 | APPLETON | WI | Outagamie County | Commissioned | 2024-09-16 | 2024-11-15 | 80 | AS61
5030627 | Panel Storage | 11.5 | 1 | SOUTH MILWAUKEE | WI | Milwaukee County | Commissioned | 2024-09-16 | 2024-12-09 | 247 | 2552
5030646 | Panel | 7.15 | 1 | RACINE | WI | Racine County | Commissioned | 2024-09-17 | 2024-12-13 | 291 | 8554
5030654 | Panel Storage | 23 | 2 | MARSHALL | WI | Dane County | Commissioned | 2024-09-17 | 2025-02-28 | 53 | 8792
5031077 | Panel Storage | 29.631 | 2 | CAMPBELLSPORT | WI | Fond du Lac County | Commissioned | 2024-09-17 | 2024-12-30 | 27 | 1841
5031088 | Panel Storage | 22.14 | 2 | SALEM | WI | Kenosha County | Commissioned | 2024-09-17 | 2025-07-21 | 317 | 3974
5031489 | Panel | 8.74 | 1 | STURTEVANT | WI | Racine County | Commissioned | 2024-09-18 | 2025-05-08 | 447 | 1686
5031705 | Panel Storage | 11.5 | 1 | BRISTOL | WI | Kenosha County | Commissioned | 2024-09-19 | 2025-03-18 | 317 | 3981
5031732 | Panel | 4.94 | 1 | OCONOMOWOC | WI | Waukesha County | Commissioned | 2024-09-19 | 2024-12-18 | 30 | 6181
5031801 | Panel | 4.56 | 1 | COLGATE | WI | Washington County | Commissioned | 2024-09-19 | 2025-04-01 | 455 | 4852
5032203 | Panel Storage | 23.2 | 2 | BURLINGTON | WI | Racine County | Commissioned | 2024-09-20 | 2025-01-16 | 67 | 1154
5032230 | Panel | 7.22 | 1 | CONOVER | WI | Vilas County | Commissioned | 2024-09-20 | 2024-12-02 | 100 | ON61
5032259 | Panel | 5.22 | 1 | MILWAUKEE | WI | Milwaukee County | Commissioned | 2024-09-20 | 2024-12-06 | 55 | 2194
5032270 | Panel | 4.225 | 1 | MILWAUKEE | WI | Milwaukee County | Commissioned | 2024-09-20 | 2025-08-04 | 249 | 4597
5032284 | Panel | 5.8 | 1 | WAUKESHA | WI | Waukesha County | Commissioned | 2024-09-20 | 2025-01-06 | 228 | 3594
5032304 | Panel | 3.48 | 1 | MILWAUKEE | WI | Milwaukee County | Commissioned | 2024-09-20 | 2025-02-27 | 179 | 7251
5032324 | Panel | 7.68 | 1 | IXONIA | WI | Jefferson County | Commissioned | 2024-09-20 | 2025-01-27 | 98 | 9073
5033589 | Panel Storage | 23 | 2 | APPLETON | WI | Outagamie County | Commissioned | 2024-09-24 | 2025-01-10 | 70 | BDM6
5033612 | Panel | 5.22 | 1 | BAYSIDE | WI | Milwaukee County | Commissioned | 2024-09-25 | 2024-11-11 | 54 | 1493
5033639 | Panel | 4.56 | 1 | MILWAUKEE | WI | Milwaukee County | Commissioned | 2024-09-25 | 2025-04-07 | 211 | 2651
5033663 | Panel Storage | 16.46 | 1 | FRANKLIN | WI | Milwaukee County | Commissioned | 2024-09-25 | 2024-11-12 | 288 | 3062
5033737 | Panel | 6 | 1 | WAUKESHA | WI | Waukesha County | Commissioned | 2024-09-25 | 2025-06-27 | 344 | 0453
5033855 | Panel Storage | 20.4 | 2 | HORTONVILLE | WI | Outagamie County | Commissioned | 2024-09-25 | 2025-06-30 | 112 | DAL2
5033868 | Panel | 4.78 | 1 | PEWAUKEE | WI | Waukesha County | Commissioned | 2024-09-25 | 2025-01-29 | 125 | 3183
5033885 | Panel Storage | 11.5 | 1 | MILWAUKEE | WI | Milwaukee County | Commissioned | 2024-09-25 | 2024-12-30 | 423 | 9474
5033894 | Panel | 11.78 | 1 | FREMONT | WI | Waupaca County | Commissioned | 2024-09-25 | 2024-12-30 | 203 | ND62
5034004 | Panel | 2.925 | 1 | BROOKFIELD | WI | Waukesha County | Commissioned | 2024-09-26 | 2024-12-11 | 77 | 7452
5034059 | Panel Storage | 11.8 | 1 | KENOSHA | WI |  | Commissioned | 2024-09-26 | 2025-10-22 | 312 | 6261
5034100 | Panel | 4.56 | 1 | MILWAUKEE | WI | Milwaukee County | Commissioned | 2024-09-26 | 2024-11-20 | #N/A
5034374 | Panel | 15 | 1 | OCONOMOWOC | WI | Waukesha County | Commissioned | 2024-09-26 | 2024-12-13 | 327 | 6445
5034807 | Panel | 5.51 | 1 | MENOMONEE FALLS | WI | Waukesha County | Commissioned | 2024-09-27 | 2024-11-11 | 359 | 5863
5034835 | Panel Storage | 17.782 | 1 | MILWAUKEE | WI |  | Commissioned | 2024-09-27 | 2025-03-24 | 171 | 2352
5035130 | Panel | 2.66 | 1 | MILWAUKEE | WI | Milwaukee County | Commissioned | 2024-09-30 | 2024-11-26 | #N/A
5035189 | Panel | 5.933 | 1 | SOUTH MILWAUKEE | WI | Milwaukee County | Commissioned | 2024-09-30 | 2024-11-27 | 298 | 4552
5035219 | Panel | 7.6 | 1 | RACINE | WI | Racine County | Commissioned | 2024-09-30 | 2025-06-02 | 145 | 2562
5035249 | Panel Storage | 11.5 | 1 | BIG BEND | WI | Waukesha County | Commissioned | 2024-09-30 | 2024-12-04 | 445 | 2051
5035260 | Panel | 3 | 1 | CLEVELAND | WI | Manitowoc County | Commissioned | 2024-09-30 | 2025-03-13 | 137 | 4041
5035271 | Panel | 7.22 | 1 | SHOREWOOD | WI | Milwaukee County | Commissioned | 2024-09-30 | 2025-02-19 | 305 | 2861
5035274 | Panel | 3.19 | 1 | FRANKLIN | WI | Milwaukee County | Commissioned | 2024-07-08 | 2025-05-29 | 55 | 2184
5035276 | Panel | 7.8 | 1 | KENOSHA | WI | Kenosha County | Commissioned | 2024-09-30 | 2025-05-29 | 182 | 9391
5035597 | Panel | 5.22 | 1 | KENOSHA | WI | Kenosha County | Commissioned | 2024-10-01 | 2025-03-03 | 46 | 0751
5035630 | Panel | 4.225 | 1 | MENOMONEE FALLS | WI | Waukesha County | Commissioned | 2024-10-01 | 2025-03-28 | 335 | 6375
5035665 | Panel | 7.54 | 1 | KENOSHA | WI | Kenosha County | Commissioned | 2024-10-01 | 2024-12-19 | 182 | 9381
5035680 | Panel | 9.12 | 1 | WEST BEND | WI | Washington County | Commissioned | 2024-10-01 | 2025-01-24 | 374 | 4152
5035697 | Panel | 7.6 | 1 | KENOSHA | WI | Kenosha County | Commissioned | 2024-10-01 | 2025-02-17 | 14 | 8553
5035759 | Panel | 7.6 | 1 | MILWAUKEE | WI | Milwaukee County | Commissioned | 2024-10-02 | 2025-04-11 | 151 | 9251
5035885 | Panel | 8.376 | 1 | NEENAH | WI | Winnebago County | Commissioned | 2024-10-02 | 2024-12-10 | 57 | GW61
5035954 | Panel | 2.6 | 1 | OKAUCHEE | WI | Waukesha County | Commissioned | 2024-10-02 | 2025-05-29 | 261 | 2662
5035974 | Panel | 9.88 | 1 | BROOKFIELD | WI | Waukesha County | Commissioned | 2024-10-02 | 2024-11-07 | 69 | 3743
5035989 | Panel | 7.6 | 1 | KENOSHA | WI | Kenosha County | Commissioned | 2024-10-02 | 2024-11-27 | 14 | 8553
5036132 | Panel | 5 | 1 | OAK CREEK | WI | Milwaukee County | Commissioned | 2024-10-02 | 2025-04-14 | 275 | 8453
5036168 | Panel | 9.75 | 1 | MUKWONAGO | WI | Waukesha County | Commissioned | 2024-10-03 | 2025-02-17 | 351 | 1452
5036248 | Panel Storage | 11.5 | 1 | GREENVILLE | WI | Outagamie County | Commissioned | 2024-10-03 | 2024-12-12 | 177 | UL52
5036363 | Panel | 10.64 | 1 | BROOKFIELD | WI | Waukesha County | Commissioned | 2024-10-03 | 2024-11-07 | 69 | 3743
5036374 | Panel | 9.772 | 1 | BLACK CREEK | WI | Outagamie County | Commissioned | 2024-10-03 | 2024-12-18 | 47 | LA61
5036549 | Panel | 10.24 | 1 | GRAFTON | WI | Ozaukee County | Commissioned | 2024-10-03 | 2025-03-07 | 438 | Z774
5036660 | Panel | 10.15 | 1 | SHIOCTON | WI | Outagamie County | Commissioned | 2024-10-04 | 2025-02-21 | 139 | LL84
5036671 | Panel | 8.36 | 1 | BROOKFIELD | WI | Waukesha County | Commissioned | 2024-10-04 | 2025-01-24 | 391 | 8652
5036868 | Panel | 18.24 | 1 | DOUSMAN | WI | Waukesha County | Commissioned | 2024-10-04 | 2025-01-02 | 122 | 3561
5037104 | Panel | 5.2 | 1 | MILWAUKEE | WI | Milwaukee County | Commissioned | 2024-10-07 | 2025-02-27 | #N/A
5037178 | Panel | 4.48 | 1 | MILWAUKEE | WI | Milwaukee County | Commissioned | 2024-10-07 | 2025-01-27 | 249 | 4587
5037251 | Panel | 4.56 | 1 | WAUWATOSA | WI | Milwaukee County | Commissioned | 2024-10-07 | 2025-01-17 | 249 | 4592
5037324 | Panel | 5.22 | 1 | WHITEWATER | WI | Walworth County | Commissioned | 2024-10-07 | 2025-02-04 | 384 | 4475
5037347 | Panel | 7.6 | 1 | PEWAUKEE | WI | Waukesha County | Commissioned | 2024-10-07 | 2024-12-16 | 125 | 3185
5037371 | Panel | 4.35 | 1 | JACKSON | WI | Washington County | Commissioned | 2024-10-07 | 2024-12-02 | 8 | 7951
5037389 | Panel | 7.6 | 1 | RACINE | WI | Racine County | Commissioned | 2024-10-07 | 2025-05-07 | 291 | 8554
5037473 | Panel | 3.8 | 1 | RACINE | WI | Racine County | Commissioned | 2024-10-08 | 2025-03-05 | 310 | 2761
5037525 | Panel | 6.57 | 1 | RACINE | WI | Racine County | Commissioned | 2024-10-08 | 2024-12-18 | 143 | 1453
5037625 | Panel | 4.18 | 1 | FRANKLIN | WI | Milwaukee County | Commissioned | 2024-10-08 | 2024-12-27 | 55 | 2184
5037646 | Panel | 5.525 | 1 | GERMANTOWN | WI | Washington County | Commissioned | 2024-10-08 | 2025-08-14 | 334 | 4373
5037729 | Panel | 5.22 | 1 | WATERTOWN | WI | Jefferson County | Commissioned | 2024-10-08 | 2024-12-18 | 98 | 9084
5037798 | Panel Storage | 23 | 2 | NEENAH | WI | Winnebago County | Commissioned | 2024-10-08 | 2024-12-12 | 70 | BDM2
5038209 | Panel | 5.7 | 1 | WEYAUWEGA | WI | Waupaca County | Commissioned | 2024-10-09 | 2025-03-17 | 272 | RG64
5038232 | Panel | 5 | 1 | APPLETON | WI | Outagamie County | Commissioned | 2024-10-10 | 2025-01-30 | 20 | HL71
5038259 | Panel Storage | 12.32 | 1 | BROOKFEILD | WI | Waukesha County | Commissioned | 2024-10-10 | 2024-12-26 | 60 | 2852
5038267 | Panel | 5.525 | 1 | BROOKFIELD | WI | Waukesha County | Commissioned | 2024-10-10 | 2024-12-05 | 407 | 9271
5038295 | Panel | 5 | 1 | APPLETON | WI | Outagamie County | Commissioned | 2024-10-10 | 2025-03-14 | 457 | CH53
5038308 | Panel | 10 | 1 | FRANKLIN | WI | Milwaukee County | Commissioned | 2024-10-10 | 2025-02-07 | 463 | 7872
5038313 | Panel | 6 | 1 | KENOSHA | WI | Kenosha County | Commissioned | 2024-10-10 | 2025-05-29 | 330 | 5151
5038317 | Panel | 11.866 | 1 | WEST ALLIS | WI | Milwaukee County | Commissioned | 2024-10-10 | 2025-03-10 | 59 | 7786
5038493 | Panel | 6 | 1 | NEENAH | WI | Winnebago County | Commissioned | 2024-10-10 | 2025-09-16 | 390 | NC52
5038544 | Panel | 3.48 | 1 | SAINT FRANCIS | WI | Milwaukee County | Commissioned | 2024-10-10 | 2024-11-27 | #N/A
5038576 | Panel | 3.8 | 1 | WAUKESHA | WI | Waukesha County | Commissioned | 2024-10-10 | 2025-02-21 | 228 | 3585
5038674 | Panel | 6.98 | 1 | NEENAH | WI | Winnebago County | Commissioned | 2024-10-11 | 2024-12-20 | 70 | BDM2
5038776 | Panel Storage | 12 | 1 | GREENVILLE | WI | Outagamie County | Commissioned | 2024-11-08 | 2025-11-13 | 177 | UL52
5038839 | Panel | 9.5 | 1 | CAMPBELLSPORT | WI | Fond du Lac County | Commissioned | 2024-10-11 | 2024-11-22 | 27 | 1842
5038947 | Panel | 6.96 | 1 | SHEBOYGAN FALLS | WI | Sheboygan County | Commissioned | 2024-10-11 | 2025-03-11 | 167 | 4251
5038961 | Panel | 7.6 | 1 | KENOSHA | WI | Kenosha County | Commissioned | 2024-10-11 | 2025-06-30 | 312 | 6252
5038963 | Panel | 3.8 | 1 | KIMBERLY | WI | Outagamie County | Commissioned | 2024-10-11 | 2025-04-04 | 191 | PK61
5038969 | Panel | 8.96 | 1 | WATERTOWN | WI | Dodge County | Commissioned | 2024-10-14 | 2025-01-27 | 98 | 9086
5039367 | Panel | 4.48 | 1 | WATERTOWN | WI | Jefferson County | Commissioned | 2024-10-14 | 2025-02-10 | 354 | 5862
5039436 | Panel | 4.18 | 1 | JACKSON | WI | Washington County | Commissioned | 2024-10-14 | 2025-01-06 | 8 | 7961
5039483 | Panel | 4.48 | 1 | WATERTOWN | WI | Jefferson County | Commissioned | 2024-10-14 | 2025-03-04 | 98 | 9075
5039507 | Panel Storage | 11.5 | 1 | MILWAUKEE | WI | Milwaukee County | Commissioned | 2024-10-14 | 2025-01-24 | 266 | 1061
5039535 | Panel | 4.48 | 1 | WATERTOWN | WI | Jefferson County | Commissioned | 2024-10-14 | 2025-02-04 | 354 | 5852
5039548 | Panel | 5.96 | 1 | MILWAUKEE | WI | Milwaukee County | Commissioned | 2024-10-14 | 2025-03-06 | 150 | 1673
5039566 | Panel | 5.12 | 1 | WATERTOWN | WI | Jefferson County | Commissioned | 2024-10-14 | 2025-03-20 | 98 | 9074
5039575 | Panel | 3.48 | 1 | MILWAUKEE | WI | Milwaukee County | Commissioned | 2024-10-14 | 2025-02-10 | 121 | 2864
5039810 | Panel | 4.48 | 1 | BAYSIDE | WI | Milwaukee County | Commissioned | 2024-10-15 | 2025-01-15 | 54 | 1491
5039827 | Panel | 7.54 | 1 | MUSKEGO | WI | Waukesha County | Commissioned | 2024-10-15 | 2025-01-31 | 288 | 3047
5039859 | Panel | 3.84 | 1 | THIENSVILLE | WI | Ozaukee County | Commissioned | 2024-10-15 | 2025-01-27 | 227 | 3954
5039910 | Panel | 7.68 | 1 | WATERTOWN | WI | Jefferson County | Commissioned | 2024-10-15 | 2025-03-13 | 98 | 9077
5039922 | Panel | 7.6 | 1 | WAUKESHA | WI | Waukesha County | Commissioned | 2024-10-15 | 2025-05-13 | 576 | 2971
5039938 | Panel | 7.68 | 1 | WATERTOWN | WI | Jefferson County | Commissioned | 2024-10-15 | 2025-03-20 | 354 | 5851
5039947 | Panel | 8.32 | 1 | PORT WASHINGTON | WI | Ozaukee County | Commissioned | 2024-10-15 | 2024-12-27 | 352 | 7651
5040088 | Panel | 5.32 | 1 | MILWAUKEE | WI | Milwaukee County | Commissioned | 2024-10-16 | 2025-02-20 | 66 | 8663
5040114 | Panel | 7.04 | 1 | WATERTOWN | WI | Jefferson County | Commissioned | 2024-10-16 | 2025-02-04 | 98 | 9074
5040167 | Panel | 6.4 | 1 | WATERTOWN | WI | Dodge County | Commissioned | 2024-10-16 | 2025-03-04 | 98 | 9084
5040183 | Panel | 14.72 | 1 | WATERTOWN | WI | Jefferson County | Commissioned | 2024-10-16 | 2025-02-13 | 98 | 9074
5040198 | Panel | 6.4 | 1 | PORT WASHINGTON | WI | Ozaukee County | Commissioned | 2024-10-16 | 2025-01-17 | 438 | Z773
5040263 | Panel | 3.84 | 1 | WATERTOWN | WI | Dodge County | Commissioned | 2024-10-16 | 2025-02-04 | 98 | 9074
5040276 | Panel | 5.76 | 1 | IRON RIDGE | WI | Dodge County | Commissioned | 2024-10-16 | 2025-02-03 | 280 | 2051
5040350 | Panel | 9.6 | 1 | MEQUON | WI | Ozaukee County | Commissioned | 2024-10-17 | 2025-01-29 | 227 | 3954
5040452 | Panel Storage | 11.5 | 1 | MENOMONEE FALLS | WI | Waukesha County | Commissioned | 2024-10-17 | 2024-12-04 | 166 | 2675
5040466 | Panel | 80 | 2 | KENOSHA | WI | Kenosha County | Commissioned | 2024-10-17 | 2025-06-24 | 182 | 9391
5040523 | Panel | 7.68 | 1 | MILWAUKEE | WI | Milwaukee County | Commissioned | 2024-10-17 | 2025-02-27 | 171 | 2363
5040545 | Panel | 5.76 | 1 | PORT WASHINGTON | WI | Ozaukee County | Commissioned | 2024-10-16 | 2025-01-17 | #N/A | #N/A
5040556 | Panel | 4.48 | 1 | WHITEFISH BAY | WI | Milwaukee County | Commissioned | 2024-10-17 | 2025-01-08 | 171 | 2352
5040577 | Panel Storage | 9.35 | 1 | HARTLAND | WI | Waukesha County | Commissioned | 2024-10-17 | 2024-12-23 | 90 | 2462
5040589 | Panel | 8.32 | 1 | GLENDALE | WI | Milwaukee County | Commissioned | 2024-10-17 | 2025-01-17 | 171 | 2353
5040605 | Panel | 11.02 | 1 | SUSSEX | WI | Waukesha County | Commissioned | 2024-10-17 | 2024-11-20 | 333 | 5486
5040625 | Panel | 5.76 | 1 | MILWAUKEE | WI | Milwaukee County | Commissioned | 2024-10-17 | 2025-01-14 | 54 | 1483
5040633 | Panel | 3.84 | 1 | HORTONVILLE | WI | Outagamie County | Commissioned | 2024-10-17 | 2024-11-08 | 4 | TN53
5040775 | Panel | 7.475 | 1 | MENOMONEE FALLS | WI | Waukesha County | Commissioned | 2024-10-18 | 2025-04-23 | 335 | 6381
5040791 | Panel | 6.825 | 1 | MENOMONEE FALLS | WI | Waukesha County | Commissioned | 2024-10-18 | 2025-07-14 | 166 | 2675
5040803 | Panel | 10.24 | 1 | WATERTOWN | WI | Dodge County | Commissioned | 2024-10-18 | 2025-02-04 | 98 | 9086
5040844 | Panel | 9.84 | 1 | EAST TROY | WI | Walworth County | Commissioned | 2024-10-18 | 2025-01-28 | 129 | 6861
5040921 | Panel | 5.76 | 1 | WATERTOWN | WI | Dodge County | Commissioned | 2024-10-18 | 2025-03-27 | 98 | 9086
5040970 | Panel | 5.7 | 1 | SAUKVILLE | WI | Ozaukee County | Commissioned | 2024-10-18 | 2024-12-09 | 364 | 9552
5040999 | Panel | 5.76 | 1 | MEQUON | WI | Ozaukee County | Commissioned | 2024-10-18 | 2025-02-04 | 334 | 4372
5041015 | Panel | 3.84 | 1 | WATERTOWN | WI | Dodge County | Commissioned | 2024-10-18 | 2025-04-07 | 98 | 9086
5041034 | Panel | 5.32 | 1 | GREENFIELD | WI | Milwaukee County | Commissioned | 2024-10-18 | 2025-01-17 | 96 | 1653
5041090 | Panel | 7.6 | 1 | ELKHORN | WI | Walworth County | Commissioned | 2024-10-18 | 2024-12-04 | 325 | 6581
5041101 | Panel | 15.2 | 1 | WATERFORD | WI | Racine County | Commissioned | 2024-10-18 | 2025-08-11 | 241 | 7389
5041114 | Panel | 6.5 | 1 | FREDONIA | WI | Ozaukee County | Commissioned | 2024-10-18 | 2025-04-25 | 364 | 9562
5041128 | Panel | 4.875 | 1 | WAUKESHA | WI | Waukesha County | Commissioned | 2024-10-18 | 2025-12-08 | 344 | 0453
5041164 | Panel | 15.2 | 1 | APPLETON | WI | Outagamie County | Commissioned | 2024-10-18 | 2025-02-21 | 113 | BY64
5041286 | Panel | 4.56 | 1 | WEST ALLIS | WI | Milwaukee County | Commissioned | 2024-10-21 | 2025-09-15 | 375 | 5561
5041359 | Panel | 4.48 | 1 | WATERTOWN | WI | Jefferson County | Commissioned | 2024-10-21 | 2025-03-20 | 98 | 9074
5041384 | Panel Storage | 15 | 1 | BONDUEL | WI | Shawano County | Commissioned | 2024-10-21 | 2025-01-10 | 365 | AK52
5041566 | Panel Storage | 11.5 | 1 | PEWAUKEE | WI | Waukesha County | Commissioned | 2024-10-21 | 2025-07-08 | 125 | 3185
5041707 | Panel | 7.98 | 1 | GERMANTOWN | WI | Washington County | Commissioned | 2024-10-22 | 2025-01-27 | 166 | 2686
5041988 | Panel Storage | 13.38 | 1 | GREENFIELD | WI | Milwaukee County | Commissioned | 2024-10-22 | 2024-12-16 | 434 | 0152
5042027 | Panel Storage | 11.5 | 1 | BIG BEND | WI | Waukesha County | Commissioned | 2024-10-23 | 2025-03-21 | 445 | 2051
5042140 | Panel | 7.5 | 1 | WAUKESHA | WI | Waukesha County | Commissioned | 2024-10-23 | 2025-01-27 | 366 | 7042
5042177 | Panel | 4.35 | 1 | MILWAUKEE | WI | Milwaukee County | Commissioned | 2024-10-23 | 2025-02-20 | 87 | 6262
5042223 | Panel | 100 | 2 | PLEASANT PRAIRIE | WI | Kenosha County | Commissioned | 2024-10-23 | 2025-04-04 | 192 | 6275
5042330 | Panel Storage | 11.5 | 1 | PEWAUKEE | WI | Waukesha County | Commissioned | 2024-10-23 | 2025-04-07 | 125 | 3192
5042357 | Panel | 7.68 | 1 | LAKE MILLS | WI | Jefferson County | Commissioned | 2024-10-23 | 2025-04-03 | 174 | 6677
5042597 | Panel | 7.98 | 1 | MILWAUKEE | WI | Milwaukee County | Commissioned | 2024-10-24 | 2025-09-08 | 196 | 9561
5042634 | Panel | 7.15 | 1 | FORT ATKINSON | WI | Jefferson County | Commissioned | 2024-10-24 | 2024-12-17 | 154 | 9162
5042794 | Panel | 5.12 | 1 | HARTFORD | WI | Washington County | Commissioned | 2024-10-24 | 2025-02-06 | 286 | 8062
5042822 | Panel | 12.16 | 1 | JOHNSON CREEK | WI | Jefferson County | Commissioned | 2024-10-24 | 2025-05-14 | 174 | 6677
5042846 | Panel | 9.12 | 1 | JACKSON | WI | Washington County | Commissioned | 2024-10-24 | 2025-06-09 | 435 | 3882
5042862 | Panel | 5 | 1 | RACINE | WI | Racine County | Commissioned | 2024-10-24 | 2025-07-16 | 175 | 9861
5043009 | Panel | 5.85 | 1 | SALEM | WI | Kenosha County | Commissioned | 2024-10-25 | 2025-04-25 | 317 | 3971
5043118 | Panel Storage | 11.5 | 1 | SAINT FRANCIS | WI | Milwaukee County | Commissioned | 2024-10-25 | 2025-01-17 | 179 | 7261
5043136 | Panel | 5.32 | 1 | MILWAUKEE | WI | Milwaukee County | Commissioned | 2024-10-25 | 2025-02-04 | #N/A
5043165 | Panel | 8 | 1 | WAUKESHA | WI | Waukesha County | Commissioned | 2024-10-25 | 2025-01-30 | 228 | 3594
5043410 | Panel Storage | 13.77 | 1 | ELKHORN | WI | Walworth County | Commissioned | 2024-10-28 | 2025-03-18 | 325 | 6582
5043509 | Panel Storage | 7.6 | 1 | ELKHART LAKE | WI | Sheboygan County | Commissioned | 2024-10-28 | 2025-01-13 | 138 | 0681
5043602 | Panel | 5.76 | 1 | WATERTOWN | WI | Dodge County | Commissioned | 2024-10-28 | 2025-03-20 | 98 | 9086
5043627 | Panel | 6.46 | 1 | RANDOM LAKE | WI | Sheboygan County | Commissioned | 2024-10-28 | 2025-01-31 | 159 | 0588
5043725 | Panel | 8.36 | 1 | MILWAUKEE | WI | Milwaukee County | Commissioned | 2024-10-29 | 2025-07-18 | #N/A
5043739 | Panel | 7.6 | 1 | MENOMONEE FALLS | WI | Waukesha County | Commissioned | 2024-10-29 | 2024-12-16 | 335 | 6375
5043785 | Panel | 4.56 | 1 | MILWAUKEE | WI | Milwaukee County | Commissioned | 2024-10-29 | 2025-02-07 | 55 | 2194
5043895 | Panel | 4.94 | 1 | SOUTH MILWAUKEE | WI | Milwaukee County | Commissioned | 2024-10-29 | 2025-02-07 | 247 | 2552
5043930 | Panel | 3.84 | 1 | FORT ATKINSON | WI | Jefferson County | Commissioned | 2024-10-29 | 2025-03-28 | 153 | 8352
5043942 | Panel | 3.84 | 1 | FORT ATKINSON | WI | Jefferson County | Commissioned | 2024-10-29 | 2025-04-11 | 153 | 8355
5043959 | Panel | 8.41 | 1 | NEW BERLIN | WI | Waukesha County | Commissioned | 2024-10-29 | 2025-03-12 | 459 | 2252
5044029 | Panel | 4.56 | 1 | WAUKESHA | WI | Waukesha County | Commissioned | 2024-10-29 | 2025-02-11 | 366 | 7066
5044242 | Panel | 5.22 | 1 | NEENAH | WI | Winnebago County | Commissioned | 2024-10-30 | 2025-02-07 | 70 | BDM5
5044278 | Panel | 5.94 | 1 | KENOSHA | WI | Kenosha County | Commissioned | 2024-10-30 | 2025-02-21 | 46 | 0763
5044298 | Panel | 2.4 | 1 | WEST BEND | WI | Washington County | Commissioned | 2024-10-30 | 2025-03-06 | 34 | 1051
5044345 | Panel | 10.88 | 1 | GERMANTOWN | WI | Washington County | Commissioned | 2024-10-30 | 2025-02-06 | 166 | 2686
5044417 | Panel | 11.52 | 1 | DEERFIELD | WI | Dane County | Commissioned | 2024-10-30 | 2025-03-21 | 53 | 8791
5044579 | Panel | 6.84 | 1 | NEENAH | WI | Winnebago County | Commissioned | 2024-10-31 | 2024-12-18 | 390 | NC52
5044589 | Panel | 15.356 | 1 | GREENVILLE | WI | Outagamie County | Commissioned | 2024-10-31 | 2025-01-23 | 177 | UL61
5044606 | Panel Storage | 18.17 | 1 | NEW BERLIN | WI | Waukesha County | Commissioned | 2024-10-31 | 2025-01-31 | 59 | 7786
5044667 | Panel | 11.4 | 1 | WHITEWATER | WI | Walworth County | Commissioned | 2024-10-31 | 2024-12-16 | 384 | 4483
5044765 | Panel | 12.92 | 1 | MEQUON | WI | Ozaukee County | Commissioned | 2024-10-31 | 2025-05-21 | 227 | 3962
5045277 | Panel | 7.329 | 1 | APPLETON | WI | Outagamie County | Commissioned | 2024-10-31 | 2025-01-02 | 639 | PT51
5045532 | Panel | 5.44 | 1 | PEWAUKEE | WI | Waukesha County | Commissioned | 2024-11-01 | 2025-01-06 | 367 | 1151
5045570 | Panel | 3.84 | 1 | WATERTOWN | WI | Dodge County | Commissioned | 2024-11-04 | 2025-02-25 | 98 | 9084
5045587 | Panel | 7.04 | 1 | WATERTOWN | WI | Jefferson County | Commissioned | 2024-11-04 | 2025-06-10 | 98 | 9075
5045603 | Panel | 6.08 | 1 | HUBERTUS | WI | Washington County | Commissioned | 2024-11-04 | 2025-06-19 | 166 | 2681
5045664 | Panel | 4.875 | 1 | JOHNSON CREEK | WI | Jefferson County | Commissioned | 2024-11-04 | 2025-01-28 | 174 | 6674
5045816 | Panel Storage | 11.5 | 1 | BIG BEND | WI | Waukesha County | Commissioned | 2024-11-04 | 2025-01-08 | 445 | 2051
5045909 | Panel | 2.9 | 1 | OAK CREEK | WI | Milwaukee County | Commissioned | 2024-11-05 | 2025-02-28 | 275 | 8451
5045926 | Panel | 10.64 | 1 | NEW BERLIN | WI | Waukesha County | Commissioned | 2024-11-05 | 2025-01-06 | 59 | 7786
5045947 | Panel | 11.4 | 1 | MENOMONEE FALLS | WI | Waukesha County | Commissioned | 2024-11-05 | 2025-01-15 | 335 | 6381
5046165 | Panel | 3.8 | 1 | FORT ATKINSON | WI | Jefferson County | Commissioned | 2024-11-05 | 2025-04-17 | 154 | 9162
5046183 | Panel | 3.84 | 1 | FORT ATKINSON | WI | Jefferson County | Commissioned | 2024-11-05 | 2025-04-28 | 154 | 9162
5046188 | Panel | 8.96 | 1 | GERMANTOWN | WI | Washington County | Commissioned | 2024-11-05 | 2025-02-06 | 166 | 2686
5046197 | Panel | 3.04 | 1 | COLGATE | WI | Washington County | Commissioned | 2024-11-05 | 2025-02-04 | 455 | 4852
5046212 | Panel | 4.18 | 1 | PORT WASHINGTON | WI | Ozaukee County | Commissioned | 2024-11-05 | 2025-01-31 | 438 | Z774
5046276 | Panel | 4.18 | 1 | WEST BEND | WI | Washington County | Commissioned | 2024-11-06 | 2025-01-23 | 34 | 1062
5046308 | Panel | 5.85 | 1 | MILWAUKEE | WI | Milwaukee County | Commissioned | 2024-11-06 | 2025-03-11 | 249 | 4571
5046423 | Panel | 6.825 | 1 | FRANKLIN | WI | Milwaukee County | Commissioned | 2024-11-06 | 2025-05-28 | 463 | 7885
5046432 | Panel | 5.525 | 1 | WATERTOWN | WI | Dodge County | Commissioned | 2024-11-06 | 2025-04-07 | 98 | 9082
5046470 | Panel | 4.35 | 1 | APPLETON | WI | Outagamie County | Commissioned | 2024-11-06 | 2025-10-23 | 191 | PK53
5046485 | Panel | 5.76 | 1 | APPLETON | WI | Outagamie County | Commissioned | 2024-11-06 | 2025-01-23 | 70 | BDM6
5046583 | Panel | 8.32 | 1 | GERMANTOWN | WI | Washington County | Commissioned | 2024-11-06 | 2024-12-23 | 166 | 2686
5046613 | Panel | 9.074 | 1 | SHIOCTON | WI | Outagamie County | Commissioned | 2024-11-06 | 2025-12-05 | 139 | LL84
5046673 | Panel | 27.3 | 2 | APPLETON | WI | Outagamie County | Commissioned | 2024-11-07 | 2025-01-30 | 578 | ST64
5046799 | Panel | 3.84 | 1 | WATERTOWN | WI | Dodge County | Commissioned | 2024-11-07 | 2025-03-07 | 98 | 9082
5046827 | Panel | 11.136 | 1 | MUSKEGO | WI | Waukesha County | Commissioned | 2024-11-07 | 2025-02-20 | 135 | 7192
5046905 | Panel Storage | 34.5 | 2 | ELKHART LAKE | WI | Sheboygan County | Commissioned | 2024-11-07 | 2025-02-07 | 137 | 4054
5046979 | Panel | 6.4 | 1 | GERMANTOWN | WI | Washington County | Commissioned | 2024-11-07 | 2025-01-22 | 334 | 4372
5046990 | Panel | 5.76 | 1 | WATERTOWN | WI | Jefferson County | Commissioned | 2024-11-07 | 2025-01-02 | 98 | 9075
5047045 | Panel Wind | 33.5 | 2 | SHIOCTON | WI | Outagamie County | Commissioned | 2024-11-08 | 2025-03-12 | 139 | LL83
5047298 | Panel | 4.875 | 1 | OAK CREEK | WI | Milwaukee County | Commissioned | 2024-11-08 | 2025-07-18 | 275 | 8452
5047324 | Panel | 6.175 | 1 | CUDAHY | WI | Milwaukee County | Commissioned | 2024-11-08 | 2025-04-24 | 448 | 3163
5047425 | Panel | 6.46 | 1 | RICHFIELD | WI | Washington County | Commissioned | 2024-11-11 | 2025-05-07 | 281 | 6161
5047511 | Panel | 9.12 | 1 | MILWAUKEE | WI | Milwaukee County | Commissioned | 2024-11-11 | 2025-04-22 | 249 | 4587
5047569 | Panel | 11.6 | 1 | WAUKESHA | WI | Waukesha County | Commissioned | 2024-11-11 | 2025-02-28 | 228 | 3584
5047705 | Panel Storage | 15 | 1 | EAGLE | WI | Waukesha County | Commissioned | 2024-11-11 | 2025-03-14 | 183 | 1362
5047811 | Panel Storage | 15 | 1 | MILTON | WI | Rock County | Commissioned | 2024-11-12 | 2025-01-28 | 384 | 4473
5047891 | Panel | 5.22 | 1 | CUDAHY | WI | Milwaukee County | Commissioned | 2024-11-12 | 2025-08-19 | 31 | 5182
5048311 | Panel | 240 | 3 | WAUWATOSA | WI | Milwaukee County | Commissioned | 2024-11-12 | 2025-05-30 | 470 | 9354
5048397 | Panel | 300 | 3 | WAUWATOSA | WI | Milwaukee County | Commissioned | 2024-11-13 | 2025-09-25 | 105 | 2753
5048407 | Panel | 3.9 | 1 | MUSKEGO | WI | Waukesha County | Commissioned | 2024-11-13 | 2025-03-26 | 135 | 7192
5048492 | Panel | 3.04 | 1 | BROOKFIELD | WI | Waukesha County | Commissioned | 2024-11-13 | 2025-06-06 | 105 | 2772
5048512 | Panel | 9.6 | 1 | WATERTOWN | WI | Jefferson County | Commissioned | 2024-11-13 | 2025-05-09 | 98 | 9074
5048534 | Panel | 5.39 | 1 | MILWAUKEE | WI | Milwaukee County | Commissioned | 2024-11-13 | 2025-03-10 | 171 | 2363
5048567 | Panel Storage | 30.6 | 2 | ELM GROVE | WI | Waukesha County | Commissioned | 2024-11-13 | 2025-07-15 | 391 | 8662
5048606 | Panel | 12.92 | 1 | WAUKESHA | WI | Waukesha County | Commissioned | 2024-11-13 | 2025-01-02 | 228 | 3594
5048613 | Panel | 3.8 | 1 | MILWAUKEE | WI | Milwaukee County | Commissioned | 2024-11-13 | 2025-07-07 | 59 | 7786
5048820 | Panel | 4.06 | 1 | MILWAUKEE | WI | Milwaukee County | Commissioned | 2024-11-14 | 2025-04-29 | 305 | 2852
5048897 | Panel | 12.16 | 1 | FORT ATKINSON | WI | Jefferson County | Commissioned | 2024-11-14 | 2025-05-12 | 154 | 9162
5049129 | Panel | 5 | 1 | WEYAUWEGA | WI | Waupaca County | Commissioned | 2024-11-15 | 2025-02-14 | 161 | RT63
5049137 | Panel | 8.74 | 1 | BROOKFIELD | WI | Waukesha County | Commissioned | 2024-11-15 | 2025-01-06 | 237 | 2792
5049234 | Panel | 2.925 | 1 | OAK CREEK | WI | Milwaukee County | Commissioned | 2024-11-15 | 2025-04-25 | 589 | 6582
5049326 | Panel Storage | 16.22 | 1 | NEENAH | WI | Winnebago County | Commissioned | 2024-11-15 | 2025-02-13 | 111 | MN54
5049330 | Panel | 11.517 | 1 | GREENVILLE | WI | Outagamie County | Commissioned | 2024-11-15 | 2025-01-31 | 177 | UL61
5049488 | Panel | 7.68 | 1 | WATERTOWN | WI | Jefferson County | Commissioned | 2024-11-18 | 2025-05-21 | 354 | 5861
5049515 | Panel | 3.84 | 1 | BROWN DEER | WI | Milwaukee County | Commissioned | 2024-11-18 | 2025-02-27 | 61 | 4952
5049550 | Panel | 3.84 | 1 | GERMANTOWN | WI | Washington County | Commissioned | 2024-11-18 | 2025-04-29 | 359 | 5851
5049636 | Panel | 9.772 | 1 | GRAND CHUTE | WI | Outagamie County | Commissioned | 2024-11-18 | 2025-01-27 | 20 | HL62
5049657 | Panel | 6.46 | 1 | SHOREWOOD | WI | Milwaukee County | Commissioned | 2024-11-18 | 2025-03-04 | 305 | 2861
5049690 | Panel | 6.4 | 1 | GLENDALE | WI | Milwaukee County | Commissioned | 2024-11-18 | 2025-02-10 | 450 | 1471
5049768 | Panel | 5.32 | 1 | MILWAUKEE | WI | Milwaukee County | Commissioned | 2024-11-18 | 2025-02-05 | 202 | 3282
5049821 | Panel | 7.6 | 1 | PEWAUKEE | WI | Waukesha County | Commissioned | 2024-11-18 | 2025-03-24 | 103 | 2876
5049928 | Panel | 9.516 | 1 | JACKSON | WI | Washington County | Commissioned | 2024-11-19 | 2025-06-06 | 435 | 3873
5049947 | Panel | 9.048 | 1 | MILWAUKEE | WI | Milwaukee County | Commissioned | 2024-11-19 | 2025-01-28 | 55 | 2186
5049958 | Panel Storage | 8.48 | 1 | MILWAUKEE | WI | Milwaukee County | Commissioned | 2024-11-19 | 2025-06-17 | 305 | 2852
5049982 | Panel | 5.85 | 1 | OAK CREEK | WI | Milwaukee County | Commissioned | 2024-11-19 | 2025-08-20 | 275 | 8444
5049998 | Panel | 21.66 | 2 | DELAVAN | WI | Walworth County | Commissioned | 2024-11-19 | 2025-02-17 | 456 | 7162
5050063 | Panel | 10.15 | 1 | MILWAUKEE | WI | Milwaukee County | Commissioned | 2024-11-19 | 2025-02-07 | 54 | 1494
5050096 | Panel | 3.84 | 1 | MILWAUKEE | WI | Milwaukee County | Commissioned | 2024-11-19 | 2025-02-07 | 450 | 1478
5050114 | Panel | 10.26 | 1 | WAUWATOSA | WI | Milwaukee County | Commissioned | 2024-11-19 | 2025-02-07 | 249 | 4592
5050338 | Panel | 5.51 | 1 | BROOKFIELD | WI | Waukesha County | Commissioned | 2024-11-20 | 2025-01-02 | 105 | 2772
5050703 | Panel | 8.32 | 1 | GERMANTOWN | WI | Washington County | Commissioned | 2024-11-21 | 2024-12-30 | 227 | 3962
5050745 | Panel Storage | 33.43 | 2 | MUKWONAGO | WI | Waukesha County | Commissioned | 2024-11-21 | 2025-06-05 | 241 | 7386
5050842 | Panel | 5.2 | 1 | RACINE | WI | Racine County | Commissioned | 2024-11-21 | 2025-04-23 | 291 | 8554
5050854 | Panel | 8.96 | 1 | FORT ATKINSON | WI | Jefferson County | Commissioned | 2024-11-21 | 2025-06-23 | 153 | 8362
5050958 | Panel | 3.6 | 1 | MILWAUKEE | WI | Milwaukee County | Commissioned | 2024-11-21 | 2025-03-06 | 256 | 4663
5050969 | Panel | 3.8 | 1 | RACINE | WI | Racine County | Commissioned | 2024-11-21 | 2025-04-29 | 89 | 5553
5051031 | Panel | 7.6 | 1 | MILWAUKEE | WI | Milwaukee County | Commissioned | 2024-11-22 | 2025-01-28 | 375 | 5553
5051032 | Panel | 5.685 | 1 | PALMYRA | WI | Jefferson County | Commissioned | 2024-11-22 | 2025-03-25 | 268 | 4151
5051248 | Panel | 7.68 | 1 | HARTLAND | WI | Waukesha County | Commissioned | 2024-11-22 | 2025-04-28 | 30 | 6182
5051319 | Panel | 8.36 | 1 | BROOKFIELD | WI | Waukesha County | Commissioned | 2024-11-22 | 2025-03-17 | 237 | 2784
5051368 | Panel | 4.55 | 1 | MOUNT PLEASANT | WI | Racine County | Commissioned | 2024-11-22 | 2025-05-05 | 314 | 5782
5051422 | Panel | 7.8 | 1 | OAK CREEK | WI | Milwaukee County | Commissioned | 2024-11-22 | 2025-04-07 | 55 | 2191
5051695 | Panel | 5 | 1 | RACINE | WI | Racine County | Commissioned | 2024-11-25 | 2025-03-21 | 175 | 9862
5051808 | Panel Storage | 11.5 | 1 | KENOSHA | WI | Kenosha County | Commissioned | 2024-11-25 | 2025-04-01 | 182 | 9372
5051857 | Panel | 6.825 | 1 | WEST BEND | WI | Washington County | Commissioned | 2024-11-25 | 2025-05-02 | 34 | 1052
5051876 | Panel | 7.98 | 1 | BIG BEND | WI | Waukesha County | Commissioned | 2024-11-25 | 2025-03-07 | 445 | 2051
5051891 | Panel | 3.04 | 1 | MILWAUKEE | WI | Milwaukee County | Commissioned | 2024-11-25 | 2025-07-24 | 202 | 3271
5051900 | Panel Storage | 15 | 1 | BONDUEL | WI | Shawano County | Commissioned | 2024-11-25 | 2025-02-20 | 365 | AK51
5051950 | Panel | 4.872 | 1 | MILWAUKEE | WI | Milwaukee County | Commissioned | 2024-11-26 | 2025-02-03 | 55 | 2186
5051959 | Panel | 3.25 | 1 | OAK CREEK | WI | Milwaukee County | Commissioned | 2024-11-26 | 2025-07-02 | 275 | 8444
5052048 | Panel Storage | 32.57 | 2 | NASHOTAH | WI | Waukesha County | Commissioned | 2024-11-26 | 2025-06-30 | 90 | 2461
5052136 | Panel | 2.925 | 1 | WATERTOWN | WI | Dodge County | Commissioned | 2024-11-26 | 2025-08-21 | 98 | 9084
5052192 | Panel | 11.05 | 1 | MOUNT PLEASANT | WI | Racine County | Commissioned | 2024-11-26 | 2025-07-31 | 314 | 5782
5052397 | Panel | 6.4 | 1 | MILWAUKEE | WI | Milwaukee County | Commissioned | 2024-11-27 | 2025-02-21 | 450 | 1478
5052471 | Panel | 10 | 1 | WAUWATOSA | WI | Milwaukee County | Commissioned | 2024-11-27 | 2025-06-23 | 105 | 2753
5053015 | Panel | 6.08 | 1 | WHITEWATER | WI | Walworth County | Commissioned | 2024-12-02 | 2025-04-11 | 456 | 7151
5053220 | Panel | 6.38 | 1 | WAUKESHA | WI | Waukesha County | Commissioned | 2024-12-02 | 2025-03-26 | 165 | 4761
5053342 | Panel | 6.08 | 1 | APPLETON | WI | Outagamie County | Commissioned | 2024-12-03 | 2025-02-04 | 353 | IN51
5053367 | Panel | 5.12 | 1 | BAYSIDE | WI | Milwaukee County | Commissioned | 2024-12-03 | 2025-02-19 | 54 | 1491
5053395 | Panel | 4.875 | 1 | SUSSEX | WI | Waukesha County | Commissioned | 2024-12-03 | 2025-04-08 | 333 | 5482
5053514 | Panel | 10.052 | 1 | SHERWOOD | WI | Calumet County | Commissioned | 2024-12-04 | 2025-02-06 | 425 | CL54
5053771 | Panel | 3.19 | 1 | MILWAUKEE | WI | Milwaukee County | Commissioned | 2024-12-04 | 2025-04-21 | #N/A
5053804 | Panel | 3.9 | 1 | SHOREWOOD | WI | Milwaukee County | Commissioned | 2024-12-04 | 2025-04-17 | 305 | 2862
5053818 | Panel | 7.98 | 1 | MILWAUKEE | WI | Milwaukee County | Commissioned | 2024-12-04 | 2025-03-26 | 179 | 7261
5053832 | Panel | 9.425 | 1 | MOUNT PLEASANT | WI | Racine County | Commissioned | 2024-12-04 | 2025-09-12 | 304 | 8373
5054108 | Panel | 7.245 | 1 | BROOKFIELD | WI |  | Commissioned | 2024-12-05 | 2025-08-29 | 391 | 8651
5054159 | Panel | 4.414 | 1 | BROOKFIELD | WI | Waukesha County | Commissioned | 2024-12-05 | 2025-01-16 | 164 | 7964
5054241 | Panel | 12.35 | 1 | BRISTOL | WI | Kenosha County | Commissioned | 2024-12-06 | 2025-10-31 | 317 | 3981
5054262 | Panel | 5.51 | 1 | BROWN DEER | WI | Milwaukee County | Commissioned | 2024-12-06 | 2025-04-14 | #N/A | #N/A
5054399 | Panel | 6.59 | 1 | RACINE | WI | Racine County | Commissioned | 2024-12-06 | 2025-04-29 | 421 | 5142
5054413 | Panel | 11.517 | 1 | OAK CREEK | WI | Milwaukee County | Commissioned | 2024-12-06 | 2025-02-07 | 589 | 6581
5054466 | Panel | 5.22 | 1 | WAUKESHA | WI | Waukesha County | Commissioned | 2024-12-06 | 2025-09-23 | 228 | 3584
5054495 | Panel | 9.5 | 1 | BROOKFIELD | WI | Waukesha County | Commissioned | 2024-12-06 | 2025-04-11 | 237 | 2792
5054507 | Panel Storage | 11.5 | 1 | FRANKLIN | WI | Milwaukee County | Commissioned | 2024-12-06 | 2025-05-28 | 463 | 7885
5054771 | Panel | 3.285 | 1 | MILWAUKEE | WI | Milwaukee County | Commissioned | 2024-12-09 | 2025-04-28 | #N/A
5054879 | Panel | 5.985 | 1 | MILWAUKEE | WI | Milwaukee County | Commissioned | 2024-12-09 | 2025-03-07 | 87 | 6263
5054927 | Panel | 4.06 | 1 | MILWAUKEE | WI | Milwaukee County | Commissioned | 2024-12-09 | 2025-03-05 | #N/A | #N/A
5055098 | Panel | 5.76 | 1 | SHOREWOOD | WI | Milwaukee County | Commissioned | 2024-12-10 | 2025-05-09 | 305 | 2861
5055177 | Panel | 4.94 | 1 | OAK CREEK | WI | Milwaukee County | Commissioned | 2024-12-10 | 2025-06-13 | 275 | 8452
5055204 | Panel | 6 | 1 | FREDONIA | WI | Ozaukee County | Commissioned | 2024-12-09 | 2025-03-28 | 364 | 9551
5055261 | Panel | 5.12 | 1 | MARSHALL | WI | Dane County | Commissioned | 2024-12-10 | 2025-04-16 | 53 | 8792
5055268 | Panel Storage | 11.5 | 1 | WHITEWATER | WI | Walworth County | Commissioned | 2024-12-10 | 2025-05-27 | 384 | 4474
5055618 | Panel | 3.77 | 1 | MILWAUKEE | WI | Milwaukee County | Commissioned | 2024-12-11 | 2025-04-08 | 76 | 8752
5055791 | Panel | 9.28 | 1 | MILWAUKEE | WI | Milwaukee County | Commissioned | 2024-12-12 | 2025-02-21 | 61 | 4953
5055873 | Storage | 23 | 2 | KENOSHA | WI | Kenosha County | Commissioned | 2024-12-12 | 2025-03-26 | 314 | 5771
5055902 | Panel Storage | 31.376 | 2 | FREEDOM | WI |  | Commissioned | 2024-12-12 | 2025-02-03 | 20 | HL61
5055942 | Panel | 3.84 | 1 | SHOREWOOD | WI | Milwaukee County | Commissioned | 2024-12-12 | 2025-03-10 | 305 | 2873
5055956 | Panel | 7.22 | 1 | MILWAUKEE | WI | Milwaukee County | Commissioned | 2024-12-12 | 2025-04-28 | 404 | 3473
5056099 | Panel | 6.613 | 1 | MILWAUKEE | WI | Milwaukee County | Commissioned | 2024-12-13 | 2025-04-24 | 55 | 2186
5056133 | Panel | 6.08 | 1 | WAUKESHA | WI | Waukesha County | Commissioned | 2024-12-13 | 2025-04-25 | 228 | 3585
5056153 | Panel | 9.1 | 1 | MILWAUKEE | WI | Milwaukee County | Commissioned | 2024-12-13 | 2025-04-22 | #N/A
5056722 | Panel | 6.98 | 1 | APPLETON | WI | Outagamie County | Commissioned | 2024-12-16 | 2025-02-20 | 191 | PK64
5056772 | Panel | 7.68 | 1 | DELAVAN | WI | Walworth County | Commissioned | 2024-12-16 | 2025-06-04 | 456 | 7162
5056794 | Panel | 4.608 | 1 | NEENAH | WI | Winnebago County | Commissioned | 2024-12-16 | 2025-03-10 | 57 | GW61
5057036 | Panel | 3.48 | 1 | MILWAUKEE | WI | Milwaukee County | Commissioned | 2024-12-17 | 2025-04-28 | 415 | 7461
5057622 | Panel | 7.296 | 1 | MEQUON | WI | Ozaukee County | Commissioned | 2024-12-18 | 2025-02-24 | 227 | 3954
5057650 | Panel | 50 | 2 | SAUKVILLE | WI | Ozaukee County | Commissioned | 2024-12-18 | 2025-05-09 | 387 | 1951
5057749 | Panel | 30.368 | 2 | CLEVELAND | WI | Manitowoc County | Commissioned | 2024-12-19 | 2025-04-25 | 137 | 4041
5057886 | Panel | 6.08 | 1 | MILWAUKEE | WI | Milwaukee County | Commissioned | 2024-12-19 | 2025-05-09 | 305 | 2852
5057901 | Panel | 4.18 | 1 | MILWAUKEE | WI | Milwaukee County | Commissioned | 2024-12-19 | 2025-03-06 | 202 | 3271
5057935 | Panel | 4.18 | 1 | MILWAUKEE | WI | Milwaukee County | Commissioned | 2024-12-19 | 2025-03-19 | 305 | 2874
5058059 | Panel | 120 | 2 | KENOSHA | WI | Kenosha County | Commissioned | 2024-12-20 | 2025-08-21 | 13 | 3143
5058232 | Panel Storage | 16.42 | 1 | PEWAUKEE | WI | Waukesha County | Commissioned | 2024-12-20 | 2025-08-15 | 125 | 3185
5058317 | Panel | 10 | 1 | RACINE | WI | Racine County | Commissioned | 2024-12-23 | 2025-08-06 | 143 | 1462
5058348 | Panel | 20 | 1 | WAUWATOSA | WI | Milwaukee County | Commissioned | 2024-12-23 | 2025-02-28 | 69 | 3753
5058365 | Panel | 7.6 | 1 | WEST BEND | WI | Washington County | Commissioned | 2024-12-23 | 2025-05-23 | 33 | 9786
5058437 | Panel Storage | 19.896 | 1 | SUSSEX | WI | Waukesha County | Commissioned | 2024-12-23 | 2025-03-17 | 333 | 5496
5058742 | Panel | 7.6 | 1 | KENOSHA | WI | Kenosha County | Commissioned | 2024-12-26 | 2025-02-20 | 312 | 6261
5058848 | Panel Storage | 11.5 | 1 | RACINE | WI | Racine County | Commissioned | 2024-12-26 | 2025-03-06 | 291 | 8565
5058867 | Panel | 7.6 | 1 | MILWAUKEE | WI | Milwaukee County | Commissioned | 2024-12-26 | 2025-08-27 | 96 | 1661
5059138 | Panel | 50 | 2 | SHERWOOD | WI | Calumet County | Commissioned | 2024-12-27 | 2025-04-23 | 425 | CL54
5059455 | Panel | 3.52 | 1 | MOUNT PLEASANT | WI | Racine County | Commissioned | 2024-12-30 | 2025-07-03 | 304 | 8373
5059548 | Panel | 4.18 | 1 | NEW BERLIN | WI | Waukesha County | Commissioned | 2024-12-30 | 2025-03-25 | 59 | 7786
5059805 | Panel | 120 | 2 | MENOMONEE FALLS | WI | Waukesha County | Commissioned | 2025-01-02 | 2025-06-25 | 69 | 3743
5059884 | Panel | 7.6 | 1 | FREMONT | WI | Waupaca County | Commissioned | 2025-01-02 | 2025-06-03 | 112 | DAL2
5059951 | Panel | 10 | 1 | HORTONVILLE | WI | Outagamie County | Commissioned | 2025-01-02 | 2025-05-23 | 177 | UL63
5059966 | Panel Storage | 11.5 | 1 | GREENDALE | WI | Milwaukee County | Commissioned | 2025-01-02 | 2025-03-10 | 96 | 1662
5059978 | Panel | 10.075 | 1 | FOX POINT | WI | Milwaukee County | Commissioned | 2025-01-02 | 2025-03-13 | 54 | 1483
5059987 | Panel | 11.4 | 1 | CEDARBURG | WI | Ozaukee County | Commissioned | 2025-01-02 | 2025-02-27 | 91 | 5151
5059989 | Panel | 3.8 | 1 | MILWAUKEE | WI | Milwaukee County | Commissioned | 2025-01-02 | 2025-07-17 | 249 | 4597
5060003 | Panel Storage | 18.745 | 1 | HARTFORD | WI | Washington County | Commissioned | 2025-01-03 | 2025-06-20 | 286 | 8063
5060045 | Panel | 9.216 | 1 | WAUWATOSA | WI | Milwaukee County | Commissioned | 2025-01-03 | 2025-03-26 | 105 | 2753
5060154 | Panel | 7.6 | 1 | BAYSIDE | WI | Milwaukee County | Commissioned | 2025-01-03 | 2025-08-05 | 311 | 3574
5060241 | Panel | 18.92 | 1 | SALEM | WI | Kenosha County | Commissioned | 2025-01-03 | 2025-04-03 | 317 | 3974
5060395 | Panel | 15.661 | 1 | CUDAHY | WI | Milwaukee County | Commissioned | 2025-01-06 | 2025-04-23 | 448 | 3153
5060439 | Panel | 4.64 | 1 | MILWAUKEE | WI | Milwaukee County | Commissioned | 2025-01-06 | 2025-07-08 | 375 | 5562
5060901 | Panel | 3.84 | 1 | GRAFTON | WI | Ozaukee County | Commissioned | 2025-01-07 | 2025-05-06 | 438 | Z774
5061229 | Panel | 5.12 | 1 | MENOMONEE FALLS | WI | Waukesha County | Commissioned | 2025-01-08 | 2025-05-30 | 335 | 6382
5061256 | Panel | 8.12 | 1 | ELM GROVE | WI | Waukesha County | Commissioned | 2025-01-08 | 2025-03-27 | 60 | 2851
5061473 | Panel Storage | 12.98 | 1 | BELGIUM | WI | Ozaukee County | Commissioned | 2025-01-09 | 2025-11-13 | 41 | 2261
5061563 | Panel | 8.36 | 1 | CAMPBELLSPORT | WI | Fond du Lac County | Commissioned | 2025-01-09 | 2025-03-03 | 27 | 1841
5061654 | Panel | 7.6 | 1 | FLORENCE | WI | Florence County | Commissioned | 2025-01-09 | 2025-05-19 | 24 | RM62
5061726 | Panel | 3.8 | 1 | OAK CREEK | WI | Milwaukee County | Commissioned | 2025-01-09 | 2025-05-09 | 55 | 2191
5061762 | Panel Wind Storage | 27 | 2 | HARTLAND | WI | Waukesha County | Commissioned | 2025-01-09 | 2025-11-17 | 30 | 6172
5061783 | Panel Storage | 23 | 2 | BURLINGTON | WI | Racine County | Commissioned | 2025-01-09 | 2025-07-22 | 67 | 1144
5062008 | Panel | 16 | 1 | MEQUON | WI | Ozaukee County | Commissioned | 2025-01-10 | 2025-05-23 | 227 | 3954
5062130 | Panel | 14.625 | 1 | BROOKFIELD | WI | Waukesha County | Commissioned | 2025-01-10 | 2025-09-19 | 237 | 2792
5062148 | Panel | 3.52 | 1 | WEST BEND | WI | Washington County | Commissioned | 2025-01-10 | 2025-08-28 | 282 | 6062
5062517 | Panel Storage | 16.225 | 1 | WATERTOWN | WI | Jefferson County | Commissioned | 2025-01-13 | 2025-05-12 | 98 | 9077
5062791 | Panel | 16.82 | 1 | BAYSIDE | WI | Milwaukee County | Commissioned | 2025-01-14 | 2025-03-12 | 54 | 1482
5063430 | Panel Storage | 11.5 | 1 | MUSKEGO | WI | Waukesha County | Commissioned | 2025-01-16 | 2025-03-20 | 288 | 3047
5063563 | Panel | 30 | 2 | BAYSIDE | WI | Milwaukee County | Commissioned | 2025-01-16 | 2025-06-05 | 54 | 1493
5063575 | Panel | 4.56 | 1 | MILWAUKEE | WI | Milwaukee County | Commissioned | 2025-01-16 | 2025-06-17 | 152 | 6173
5063666 | Panel | 3.84 | 1 | SHOREWOOD | WI | Milwaukee County | Commissioned | 2025-01-17 | 2025-03-19 | 305 | 2873
5063685 | Panel | 6.09 | 1 | BROOKFIELD | WI | Waukesha County | Commissioned | 2025-01-17 | 2025-03-14 | 391 | 8651
5063703 | Panel | 10.64 | 1 | KENOSHA | WI | Kenosha County | Commissioned | 2025-01-17 | 2025-04-30 | 314 | 5774
5063727 | Storage | 11.5 | 1 | MEQUON | WI | Ozaukee County | Commissioned | 2025-01-17 | 2025-04-29 | 227 | 3962
5063928 | Panel | 300 | 3 | ADELL | WI | Sheboygan County | Commissioned | 2025-01-17 | 2025-05-30 | 27 | 1842
5063983 | Panel | 14.08 | 1 | GREENFIELD | WI | Milwaukee County | Commissioned | 2025-01-20 | 2025-05-22 | 96 | 1651
5064005 | Panel | 6.4 | 1 | MUKWONAGO | WI | Waukesha County | Commissioned | 2025-01-20 | 2025-02-28 | 241 | 7386
5064054 | Panel | 5.44 | 1 | OAK CREEK | WI | Milwaukee County | Commissioned | 2025-01-20 | 2025-08-01 | 275 | 8444
5064086 | Panel | 4.8 | 1 | WEST BEND | WI | Washington County | Commissioned | 2025-01-18 | 2025-04-15 | 33 | 9798
5064108 | Panel | 6.08 | 1 | WAUKESHA | WI | Waukesha County | Commissioned | 2025-01-20 | 2025-03-31 | 254 | 5251
5064189 | Panel | 6.84 | 1 | KENOSHA | WI | Kenosha County | Commissioned | 2025-01-20 | 2025-03-10 | 182 | 9381
5064338 | Panel | 11.02 | 1 | MILWAUKEE | WI | Milwaukee County | Commissioned | 2025-01-21 | 2025-04-28 | #N/A
5064454 | Panel | 4.48 | 1 | GERMANTOWN | WI | Washington County | Commissioned | 2025-01-21 | 2025-03-04 | 227 | 3962
5064463 | Panel | 12.8 | 1 | EAGLE | WI | Waukesha County | Commissioned | 2025-01-21 | 2025-04-03 | 127 | 3761
5064621 | Panel | 7.04 | 1 | EAGLE | WI | Waukesha County | Commissioned | 2025-01-22 | 2025-04-25 | 127 | 3762
5064748 | Panel | 45.6 | 2 | FRANKLIN | WI | Milwaukee County | Commissioned | 2025-01-22 | 2025-10-21 | 288 | 3051
5064802 | Panel | 100 | 2 | FRANKLIN | WI | Milwaukee County | Commissioned | 2025-01-22 | 2025-05-29 | 288 | 3051
5064818 | Panel | 5 | 1 | RACINE | WI | Racine County | Commissioned | 2025-01-22 | 2025-08-14 | 421 | 5145
5064915 | Panel | 7.36 | 1 | KENOSHA | WI | Kenosha County | Commissioned | 2025-01-22 | 2025-06-27 | 317 | 3982
5064949 | Panel | 8.96 | 1 | MARSHALL | WI | Dane County | Commissioned | 2025-01-23 | 2025-05-01 | 53 | 8792
5065041 | Panel | 10.24 | 1 | MUKWONAGO | WI | Waukesha County | Commissioned | 2025-01-23 | 2025-02-28 | 241 | 7386
5065084 | Panel | 3.574 | 1 | CUDAHY | WI | Milwaukee County | Commissioned | 2025-01-23 | 2025-07-18 | 448 | 3151
5065177 | Panel | 3.48 | 1 | RANDOM LAKE | WI | Sheboygan County | Commissioned | 2025-01-23 | 2025-04-21 | 1 | 6481
5065239 | Panel | 6.4 | 1 | SHOREWOOD | WI | Milwaukee County | Commissioned | 2025-01-23 | 2025-05-16 | 305 | 2862
5065302 | Panel | 7.68 | 1 | EAGLE | WI | Waukesha County | Commissioned | 2025-01-24 | 2025-04-08 | 241 | 7376
5065398 | Panel | 6.595 | 1 | WATERTOWN | WI | Jefferson County | Commissioned | 2025-01-24 | 2025-07-31 | 98 | 9082
5065428 | Panel | 5.917 | 1 | MILWAUKEE | WI | Milwaukee County | Commissioned | 2025-01-24 | 2025-05-09 | 150 | 1652
5065449 | Panel | 11.02 | 1 | FRANKLIN | WI | Milwaukee County | Commissioned | 2025-01-24 | 2025-03-21 | 288 | 3047
5065457 | Panel | 8.32 | 1 | THIENSVILLE | WI | Ozaukee County | Commissioned | 2025-01-24 | 2025-03-26 | 227 | 3963
5065477 | Panel | 5.76 | 1 | GERMANTOWN | WI | Washington County | Commissioned | 2025-01-24 | 2025-03-20 | 166 | 2686
5065517 | Panel | 8.32 | 1 | MARSHALL | WI | Dane County | Commissioned | 2025-01-24 | 2025-05-05 | 53 | 8792
5065602 | Panel Storage | 11.5 | 1 | PEWAUKEE | WI | Waukesha County | Commissioned | 2025-01-27 | 2025-05-22 | 103 | 2888
5065636 | Panel | 50 | 2 | MILWAUKEE | WI | Milwaukee County | Commissioned | 2025-01-27 | 2025-07-18 | 423 | 9451
5065696 | Panel Storage | 7.6 | 1 | PLEASANT PRAIRIE | WI | Kenosha County | Commissioned | 2025-01-27 | 2025-06-27 | 577 | 7472
5065730 | Panel | 7.6 | 1 | SHOREWOOD | WI | Milwaukee County | Commissioned | 2025-01-27 | 2025-05-06 | 305 | 2873
5065759 | Panel | 4.94 | 1 | MILWAUKEE | WI | Milwaukee County | Commissioned | 2025-01-27 | 2025-07-16 | 407 | 9261
5065796 | Panel | 200 | 2 | MILWAUKEE | WI | Milwaukee County | Commissioned | 2025-01-27 | 2025-05-07 | 201 | 1355
5065847 | Panel | 3.2 | 1 | MILWAUKEE | WI | Milwaukee County | Commissioned | 2025-01-27 | 2025-07-21 | 117 | 0763
5065945 | Panel | 8.74 | 1 | SOUTH MILWAUKEE | WI | Milwaukee County | Commissioned | 2025-01-27 | 2025-07-02 | 298 | 4552
5065967 | Panel | 5.584 | 1 | MILWAUKEE | WI | Milwaukee County | Commissioned | 2025-01-27 | 2025-07-28 | 434 | 0152
5065981 | Panel | 11.4 | 1 | KEWAUSKUM | WI | Washington County | Commissioned | 2025-01-27 | 2025-10-28 | 33 | 9787
5066001 | Storage | 11.52 | 1 | DARIEN | WI | Walworth County | Commissioned | 2025-01-27 | 2025-07-07 | 456 | 7162
5066014 | Panel | 3.84 | 1 | MUSKEGO | WI | Waukesha County | Commissioned | 2025-01-27 | 2025-05-12 | 288 | 3043
5066049 | Panel | 3.8 | 1 | RACINE | WI | Racine County | Commissioned | 2025-01-28 | 2025-07-24 | 89 | 5563
5066057 | Panel | 13.12 | 1 | MENOMONEE FALLS | WI | Waukesha County | Commissioned | 2025-01-28 | 2025-05-15 | 335 | 6382
5066095 | Panel | 3.84 | 1 | MILWAUKEE | WI | Milwaukee County | Commissioned | 2025-01-28 | 2025-06-23 | 76 | 8751
5066113 | Panel | 10.819 | 1 | GREENVILLE | WI | Outagamie County | Commissioned | 2025-01-28 | 2025-03-03 | 177 | UL61
5066170 | Panel | 7.68 | 1 | MILWAUKEE | WI | Milwaukee County | Commissioned | 2025-01-28 | 2025-06-03 | 305 | 2873
5066192 | Panel | 6.84 | 1 | RACINE | WI | Racine County | Commissioned | 2025-01-28 | 2025-06-12 | 291 | 8561
5066208 | Panel Storage | 11.5 | 1 | GREENVILLE | WI | Outagamie County | Commissioned | 2025-01-28 | 2025-03-18 | 177 | UL52
5066228 | Panel Storage | 23 | 2 | MENASHA | WI | Winnebago County | Commissioned | 2025-01-28 | 2025-04-01 | 92 | LS73
5066654 | Panel | 6.46 | 1 | GERMANTOWN | WI | Washington County | Commissioned | 2025-01-29 | 2025-07-16 | 166 | 2686
5066687 | Panel | 10.15 | 1 | BROOKFIELD | WI | Waukesha County | Commissioned | 2025-01-29 | 2025-03-18 | 164 | 7971
5066714 | Panel Storage | 11.5 | 1 | MENOMONEE FALLS | WI | Waukesha County | Commissioned | 2025-01-29 | 2025-07-15 | 335 | 6375
5067760 | Panel Storage | 80.947 | 2 | CASCADE | WI | Sheboygan County | Commissioned | 2025-01-30 | 2025-06-16 | 207 | 3794
5068008 | Panel Storage | 40.3 | 2 | MUSKEGO | WI | Waukesha County | Commissioned | 2025-01-30 | 2025-11-10 | 288 | 3047
5068084 | Panel Storage | 21.272 | 2 | WEST BEND | WI | Washington County | Commissioned | 2025-01-30 | 2025-07-08 | 33 | 9786
5068170 | Panel Storage | 13.77 | 1 | MILWAUKEE | WI | Milwaukee County | Commissioned | 2025-01-30 | 2025-08-29 | 404 | 3473
5068459 | Panel | 4.27 | 1 | KENOSHA | WI | Kenosha County | Commissioned | 2025-01-31 | 2025-05-05 | 14 | 8563
5068903 | Panel Storage | 17.045 | 1 | MOUNT PLEASANT | WI | Racine County | Commissioned | 2025-02-03 | 2025-06-05 | 314 | 5782
5069059 | Panel | 6.4 | 1 | EAGLE | WI | Waukesha County | Commissioned | 2025-02-03 | 2025-04-17 | 127 | 3762
5069100 | Panel | 3.49 | 1 | MILWAUKEE | WI | Milwaukee County | Commissioned | 2025-02-03 | 2025-09-10 | 305 | 2873
5069170 | Panel | 6.72 | 1 | GREENDALE | WI | Milwaukee County | Commissioned | 2025-02-03 | 2025-07-10 | 288 | 3045
5069204 | Panel | 7.6 | 1 | WAUKESHA | WI | Waukesha County | Commissioned | 2025-02-03 | 2025-12-04 | 380 | 2152
5069437 | Panel | 8.74 | 1 | OOSTBURG | WI | Sheboygan County | Commissioned | 2025-02-04 | 2025-05-19 | 1 | 6471
5069508 | Panel Storage | 13.612 | 1 | APPLETON | WI | Outagamie County | Commissioned | 2025-02-04 | 2025-08-06 | 251 | OR64
5069529 | Panel | 5 | 1 | MILWAUKEE | WI | Milwaukee County | Commissioned | 2025-02-04 | 2025-07-16 | 152 | 6151
5069605 | Panel Storage | 24 | 2 | CAMPBELLSPORT | WI | Fond du Lac County | Commissioned | 2025-02-05 | 2025-05-05 | 27 | 1851
5069866 | Panel | 4.35 | 1 | MILWAUKEE | WI | Milwaukee County | Commissioned | 2025-02-05 | 2025-05-05 | 423 | 9452
5069883 | Panel | 117.3 | 2 | BAYSIDE | WI | Milwaukee County | Commissioned | 2025-02-05 | 2025-07-11 | 54 | 1402
5069933 | Panel | 5.76 | 1 | SHOREWOOD | WI | Milwaukee County | Commissioned | 2025-02-06 | 2025-06-23 | 305 | 2861
5069970 | Panel | 7.6 | 1 | WEST BEND | WI | Washington County | Commissioned | 2025-02-06 | 2025-09-05 | 34 | 1062
5070030 | Panel | 15.2 | 1 | KIEL | WI | Manitowoc County | Commissioned | 2025-02-06 | 2025-06-04 | 137 | 4054
5070250 | Panel | 4.8 | 1 | NEW BERLIN | WI | Waukesha County | Commissioned | 2025-02-06 | 2025-06-03 | 329 | 2451
5070498 | Panel | 7.04 | 1 | WAUKESHA | WI | Waukesha County | Commissioned | 2025-02-06 | 2025-09-29 | 228 | 3584
5070514 | Panel | 6.84 | 1 | MILWAUKEE | WI | Milwaukee County | Commissioned | 2025-02-06 | 2025-06-24 | 236 | 3554
5070514 | Panel | 4.18 | 1 | MILWAUKEE | WI | Milwaukee County | Commissioned | 2025-02-06 | 2025-06-24 | 236 | 3554
5070565 | Panel | 67.3 | 2 | PORT WASHINGTON | WI | Ozaukee County | Commissioned | 2025-02-06 | 2025-09-15 | 352 | 7662
5070645 | Panel | 120 | 2 | PORT WASHINGTON | WI | Ozaukee County | Commissioned | 2025-02-07 | 2025-08-11 | 438 | Z781
5070683 | Panel | 4.64 | 1 | MILWAUKEE | WI | Milwaukee County | Commissioned | 2025-02-07 | 2025-07-31 | 415 | 7461
5070695 | Panel | 8.064 | 1 | SALEM | WI | Kenosha County | Commissioned | 2025-02-07 | 2025-04-23 | 317 | 3974
5070930 | Panel | 8.32 | 1 | SUSSEX | WI | Waukesha County | Commissioned | 2025-02-07 | 2025-04-11 | 333 | 5482
5071120 | Panel | 13.96 | 1 | NEENAH | WI | Winnebago County | Commissioned | 2025-02-10 | 2025-04-14 | 57 | GW52
5071351 | Panel | 4.06 | 1 | GERMANTOWN | WI | Washington County | Commissioned | 2025-02-10 | 2025-06-09 | 213 | 5382
5071390 | Panel | 8.32 | 1 | HARTLAND | WI | Waukesha County | Commissioned | 2025-02-10 | 2025-06-02 | 103 | 2888
5071423 | Panel | 3.84 | 1 | SUSSEX | WI | Waukesha County | Commissioned | 2025-02-10 | 2025-05-05 | 333 | 5496
5071468 | Panel Storage | 20.08 | 2 | OCONOMOWOC | WI |  | Commissioned | 2025-02-10 | 2025-06-20 | 30 | 6172
5071510 | Panel Storage | 19.28 | 1 | UNION GROVE | WI | Racine County | Commissioned | 2025-02-10 | 2025-07-18 | 269 | 8993
5071562 | Panel | 16.128 | 1 | MILWAUKEE | WI | Milwaukee County | Commissioned | 2025-02-11 | 2025-07-08 | 256 | 4652
5071634 | Panel | 375 | 3 | WATERTOWN | WI | Jefferson County | Commissioned | 2025-02-11 | 2025-10-21 | 98 | 9077
5071640 | Panel Storage | 11.5 | 1 | MEQUON | WI | Ozaukee County | Commissioned | 2025-02-11 | 2025-05-22 | 120 | 2453
5071814 | Panel | 5.32 | 1 | SHOREWOOD | WI | Milwaukee County | Commissioned | 2025-02-11 | 2025-05-16 | 305 | 2862
5071851 | Panel Storage | 5 | 1 | SLINGER | WI | Washington County | Commissioned | 2025-02-11 | 2025-04-17 | 287 | 9082
5071868 | Panel Storage | 37.82 | 2 | JACKSON | WI | Washington County | Commissioned | 2025-02-11 | 2025-05-27 | 213 | 5381
5071931 | Panel | 4.18 | 1 | WHITEWATER | WI | Walworth County | Commissioned | 2025-02-12 | 2025-05-12 | 325 | 6581
5071947 | Panel | 15.2 | 1 | BURLINGTON | WI | Racine County | Commissioned | 2025-02-12 | 2025-04-17 | 67 | 1154
5071977 | Panel | 5.76 | 1 | APPLETON | WI | Outagamie County | Commissioned | 2025-02-12 | 2025-06-24 | 178 | JCT4
5072006 | Panel | 2.065 | 1 | MILWAUKEE | WI | Milwaukee County | Commissioned | 2025-02-12 | 2025-05-30 | 256 | 4663
5072099 | Panel | 68.4 | 2 | PORT WASHINGTON | WI | Ozaukee County | Commissioned | 2025-02-12 | 2025-07-28 | 352 | 7661
5072114 | Panel Storage | 12 | 1 | WAUKESHA | WI | Waukesha County | Commissioned | 2025-02-12 | 2025-06-12 | 316 | 0961
5072126 | Panel | 9.6 | 1 | HARTLAND | WI | Waukesha County | Commissioned | 2025-02-12 | 2025-04-22 | 103 | 2888
5072525 | Panel Storage | 11.5 | 1 | MENOMONEE FALLS | WI | Waukesha County | Commissioned | 2025-02-13 | 2025-05-30 | 333 | 5491
5072590 | Panel | 6.4 | 1 | EAGLE | WI | Waukesha County | Commissioned | 2025-02-14 | 2025-05-09 | 241 | 7381
5072595 | Panel | 7.04 | 1 | HUBERTUS | WI | Washington County | Commissioned | 2025-02-14 | 2025-05-19 | 281 | 6161
5072610 | Panel | 13.63 | 1 | GRAFTON | WI | Ozaukee County | Commissioned | 2025-02-13 | 2025-07-02 | 401 | 6452
5072721 | Panel | 4.94 | 1 | MILWAUKEE | WI | Milwaukee County | Commissioned | 2025-02-14 | 2025-06-09 | 225 | 1551
5072746 | Panel Storage | 11.5 | 1 | KEWASKUM | WI | Milwaukee County | Commissioned | 2025-02-14 | 2025-08-06 | 33 | 9787
5072774 | Panel | 6.74 | 1 | EAGLE | WI | Waukesha County | Commissioned | 2025-02-14 | 2025-06-18 | 241 | 7381
5073205 | Panel Storage | 17.3 | 1 | MILWAUKEE | WI | Milwaukee County | Commissioned | 2025-02-17 | 2025-10-07 | 134 | 1661
5073267 | Panel | 4.188 | 1 | SHAWANO | WI | Shawano County | Commissioned | 2025-02-17 | 2025-06-05 | 372 | CT62
5073826 | Panel Storage | 15.2 | 1 | APPLETON | WI | Outagamie County | Commissioned | 2025-02-19 | 2025-03-27 | 20 | HL74
5073839 | Panel Storage | 57.3 | 2 | FREMONT | WI | Waupaca County | Commissioned | 2025-02-19 | 2025-05-27 | 161 | RT61
5073853 | Panel | 7.296 | 1 | NEW LONDON | WI | Waupaca County | Commissioned | 2025-02-19 | 2025-03-21 | 467 | YL51
5074032 | Panel | 9.6 | 1 | COLGATE | WI | Washington County | Commissioned | 2025-02-20 | 2025-05-30 | 30 | 6178
5074247 | Panel | 9.86 | 1 | GREENFIELD | WI | Milwaukee County | Commissioned | 2025-02-20 | 2025-08-27 | 59 | 7793
5074321 | Panel | 7.36 | 1 | WEST BEND | WI | Washington County | Commissioned | 2025-02-21 | 2025-06-11 | 170 | 6184
5074345 | Panel | 3.8 | 1 | MILWAUKEE | WI | Milwaukee County | Commissioned | 2025-02-21 | 2025-09-15 | 201 | 1365
5074509 | Panel | 10.64 | 1 | NEW BERLIN | WI | Waukesha County | Commissioned | 2025-02-21 | 2025-05-14 | 135 | 7194
5074757 | Panel | 15.2 | 1 | DELAFIELD | WI | Waukesha County | Commissioned | 2025-02-24 | 2025-06-02 | 116 | 0361
5074800 | Panel | 4.56 | 1 | NEW BERLIN | WI | Waukesha County | Commissioned | 2025-02-24 | 2025-05-30 | 75 | 3462
5074824 | Panel Storage | 11.5 | 1 | WAUKESHA | WI | Waukesha County | Commissioned | 2025-02-24 | 2025-07-31 | 228 | 3584
5074841 | Panel | 12.54 | 1 | KENOSHA | WI | Kenosha County | Commissioned | 2025-02-24 | 2025-08-19 | 182 | 9381
5074854 | Panel | 5.76 | 1 | OAK CREEK | WI | Milwaukee County | Commissioned | 2025-02-24 | 2025-06-11 | 275 | 8453
5074924 | Panel Storage | 9.56 | 1 | CLEVELAND | WI | Manitowoc County | Commissioned | 2025-02-24 | 2025-07-25 | 95 | 3652
5075082 | Panel | 5.32 | 1 | KAUKAUNA | WI | Outagamie County | Commissioned | 2025-02-25 | 2025-04-10 | 20 | HL61
5075096 | Panel Storage | 18.32 | 1 | MUKWONAGO | WI | Waukesha County | Commissioned | 2025-02-25 | 2025-07-11 | 241 | 7377
5075316 | Panel | 15.2 | 1 | NEW BERLIN | WI | Waukesha County | Commissioned | 2025-02-25 | 2025-05-07 | 59 | 7786
5075326 | Panel | 1.45 | 1 | MILWAUKEE | WI | Milwaukee County | Commissioned | 2025-02-25 | 2025-06-17 | 179 | 7251
5075461 | Panel Storage | 11.5 | 1 | WAUKESHA | WI | Waukesha County | Commissioned | 2025-02-26 | 2025-06-30 | 125 | 3195
5075548 | Panel Storage | 11.5 | 1 | BAYSIDE | WI | Milwaukee County | Commissioned | 2025-02-26 | 2025-06-20 | 266 | 1051
5075575 | Panel Storage | 11.5 | 1 | HARTLAND | WI | Waukesha County | Commissioned | 2025-02-26 | 2025-06-06 | 30 | 6178
5075611 | Panel | 6.46 | 1 | GREENDALE | WI | Milwaukee County | Commissioned | 2025-02-27 | 2025-05-09 | 17 | 4792
5075726 | Panel | 4.48 | 1 | DOUSMAN | WI | Waukesha County | Commissioned | 2025-02-26 | 2025-05-05 | 122 | 3552
5075779 | Panel | 14.44 | 1 | WAUKESHA | WI | Waukesha County | Commissioned | 2025-02-27 | 2025-08-13 | 316 | 0963
5075787 | Panel | 6 | 1 | MILWAUKEE | WI | Milwaukee County | Commissioned | 2025-02-27 | 2025-08-04 | 152 | 6153
5075894 | Panel | 7.6 | 1 | RACINE | WI | Racine County | Commissioned | 2025-02-27 | 2025-07-25 | 143 | 1452
5075930 | Panel | 5.32 | 1 | WHITEFISH BAY | WI | Milwaukee County | Commissioned | 2025-02-27 | 2025-08-04 | 171 | 2362
5075953 | Panel | 4.56 | 1 | CLEVELAND | WI | Manitowoc County | Commissioned | 2025-02-27 | 2025-08-08 | 95 | 3651
5076039 | Panel Storage | 11.5 | 1 | MILWAUKEE | WI | Milwaukee County | Commissioned | 2025-02-27 | 2025-10-10 | 305 | 2871
5076069 | Panel | 4.48 | 1 | SUSSEX | WI | Waukesha County | Commissioned | 2025-02-27 | 2025-05-15 | 333 | 5492
5076088 | Panel Storage | 14.54 | 1 | MILWAUKEE | WI | Milwaukee County | Commissioned | 2025-02-27 | 2025-08-01 | 61 | 4952
5076239 | Panel | 7.6 | 1 | KENOSHA | WI | Kenosha County | Commissioned | 2025-02-28 | 2025-08-27 | 312 | 6261
5076262 | Panel | 9.074 | 1 | WAUKESHA | WI | Waukesha County | Commissioned | 2025-02-28 | 2025-03-31 | 228 | 3594
5077474 | Panel | 3.8 | 1 | RACINE | WI | Racine County | Commissioned | 2025-03-04 | 2025-08-14 | 198 | 1752
5077591 | Panel | 7.04 | 1 | IXONIA | WI | Jefferson County | Commissioned | 2025-03-05 | 2025-04-24 | 98 | 9073
5077622 | Panel | 10 | 1 | GERMANTOWN | WI | Washington County | Commissioned | 2025-03-04 | 2025-06-27 | 213 | 5374
5077678 | Panel | 27.8 | 2 | EAGLE | WI | Waukesha County | Commissioned | 2025-03-05 | 2025-07-03 | 241 | 7376
5077813 | Panel | 8.64 | 1 | WAUKESHA | WI | Waukesha County | Commissioned | 2025-03-05 | 2025-05-28 | 228 | 3585
5078275 | Panel | 10.819 | 1 | APPLETON | WI | Outagamie County | Commissioned | 2025-03-06 | 2025-04-30 | 20 | HL62
5078284 | Panel | 15.007 | 1 | APPLETON | WI | Outagamie County | Commissioned | 2025-03-06 | 2025-07-02 | 20 | HL74
5078307 | Panel | 15.2 | 1 | APPLETON | WI | Outagamie County | Commissioned | 2025-03-06 | 2025-07-03 | 20 | HL74
5078318 | Panel | 4.56 | 1 | MILWAUKEE | WI | Milwaukee County | Commissioned | 2025-03-06 | 2025-06-23 | #N/A
5078473 | Panel Storage | 13.4 | 1 | BROOKFIELD | WI | Waukesha County | Commissioned | 2025-03-07 | 2025-07-07 | 60 | 2861
5078515 | Panel | 3.8 | 1 | RACINE | WI |  | Commissioned | 2025-03-07 | 2025-07-31 | 143 | 1452
5078553 | Panel | 34.6 | 2 | MILWAUKEE | WI | Milwaukee County | Commissioned | 2025-03-07 | 2025-10-06 | 255 | 1282
5078581 | Panel | 34.6 | 2 | MILWAUKEE | WI | Milwaukee County | Commissioned | 2025-03-07 | 2025-10-06 | 415 | 7464
5078628 | Panel Storage | 27.6 | 2 | FRANKSVILLE | WI | Racine County | Commissioned | 2025-03-07 | 2025-08-11 | 452 | 2582
5078877 | Panel | 8.96 | 1 | WEST BEND | WI | Washington County | Commissioned | 2025-03-10 | 2025-04-30 | 33 | 9786
5079050 | Panel | 10.64 | 1 | IRON RIDGE | WI | Dodge County | Commissioned | 2025-03-10 | 2025-04-29 | 280 | 2051
5079204 | Panel | 6.84 | 1 | NORTH PRAIRIE | WI | Waukesha County | Commissioned | 2025-03-11 | 2025-07-07 | 241 | 7377
5079226 | Panel Storage | 37.968 | 2 | WATERTOWN | WI | Jefferson County | Commissioned | 2025-03-11 | 2025-08-28 | 98 | 9082
5079301 | Panel | 4.94 | 1 | WEST BEND | WI | Washington County | Commissioned | 2025-03-11 | 2025-07-09 | 34 | 1061
5079312 | Panel | 4.56 | 1 | MILWAUKEE | WI | Milwaukee County | Commissioned | 2025-03-11 | 2025-07-07 | 256 | 4661
5079417 | Panel | 80 | 2 | MEQUON | WI | Ozaukee County | Commissioned | 2025-03-11 | 2025-08-01 | 227 | 3954
5079627 | Panel | 17.3 | 1 | MILWAUKEE | WI | Milwaukee County | Commissioned | 2025-03-12 | 2025-08-15 | #N/A
5082411 | Panel | 9.28 | 1 | MILWAUKEE | WI | Milwaukee County | Commissioned | 2025-03-12 | 2025-10-16 | 423 | 9451
5082422 | Panel | 8.96 | 1 | WEST BEND | WI | Washington County | Commissioned | 2025-03-12 | 2025-07-14 | 34 | 1061
5082945 | Panel | 2.784 | 1 | OAK CREEK | WI | Milwaukee County | Commissioned | 2025-03-13 | 2025-06-13 | 275 | 8453
5083162 | Panel | 6.08 | 1 | WAUKESHA | WI | Waukesha County | Commissioned | 2025-03-13 | 2025-07-14 | 228 | 3594
5083317 | Panel Storage | 29.36 | 2 | APPLETON | WI | Outagamie County | Commissioned | 2025-03-13 | 2025-09-04 | 80 | AS62
5083482 | Panel | 6.84 | 1 | WEST BEND | WI | Washington County | Commissioned | 2025-03-14 | 2025-10-09 | 168 | 5651
5083532 | Panel | 3.84 | 1 | MILWAUKEE | WI | Milwaukee County | Commissioned | 2025-03-14 | 2025-10-02 | 66 | 8663
5083542 | Panel | 6.4 | 1 | MARSHALL | WI | Dane County | Commissioned | 2025-03-14 | 2025-11-10 | 217 | 4562
5083542 | Panel | 7.36 | 1 | MARSHALL | WI | Dane County | Commissioned | 2025-03-14 | 2025-11-10 | 217 | 4562
5083671 | Panel | 335 | 3 | GLENDALE | WI | Milwaukee County | Commissioned | 2025-03-14 | 2025-07-07 | 450 | 1477
5083697 | Panel Storage | 30.6 | 2 | WATERLOO | WI | Jefferson County | Commissioned | 2025-03-14 | 2025-07-17 | 319 | 7091
5084167 | Panel | 7.3 | 1 | APPLETON | WI | Outagamie County | Commissioned | 2025-03-17 | 2025-06-30 | 104 | OH61
5084204 | Panel | 5.32 | 1 | KEWASKUM | WI | Washington County | Commissioned | 2025-03-17 | 2025-10-28 | 33 | 9787
5084217 | Panel | 7.22 | 1 | KENOSHA | WI | Kenosha County | Commissioned | 2025-03-17 | 2025-06-27 | 317 | 3982
5084228 | Panel | 3.8 | 1 | LOMIRA | WI | Dodge County | Commissioned | 2025-03-17 | 2025-07-08 | 72 | 3574
5084261 | Panel | 3.84 | 1 | JOHNSON CREEK | WI | Jefferson County | Commissioned | 2025-03-17 | 2025-09-17 | 174 | 6677
5084323 | Panel | 8.36 | 1 | WEYAUWEGA | WI | Waupaca County | Commissioned | 2025-03-17 | 2025-04-22 | 467 | YL53
5084343 | Panel Storage | 19.86 | 1 | BROOKFIELD | WI | Waukesha County | Commissioned | 2025-03-17 | 2025-06-26 | 407 | 9261
5084360 | Panel | 13.262 | 1 | WEST BEND | WI | Washington County | Commissioned | 2025-03-17 | 2025-09-08 | 33 | 9785
5084393 | Panel | 9.984 | 1 | MILWAUKEE | WI | Milwaukee County | Commissioned | 2025-03-17 | 2025-07-28 | 305 | 2874
5084451 | Panel | 12.16 | 1 | WEST BEND | WI | Washington County | Commissioned | 2025-03-17 | 2025-06-05 | 33 | 9798
5084469 | Panel Storage | 13.12 | 1 | ELM GROVE | WI | Waukesha County | Commissioned | 2025-03-17 | 2025-07-07 | 60 | 2851
5084638 | Panel | 11.517 | 1 | MENOMONEE FALLS | WI | Waukesha County | Commissioned | 2025-03-17 | 2025-04-25 | 69 | 3743
5084651 | Panel | 4.48 | 1 | MILWAUKEE | WI | Milwaukee County | Commissioned | 2025-03-18 | 2025-06-23 | 79 | 1951
5084676 | Panel | 7.68 | 1 | WEST BEND | WI | Washington County | Commissioned | 2025-03-18 | 2025-06-05 | 34 | 1051
5084713 | Panel | 4.56 | 1 | NIAGARA | WI | Marinette County | Commissioned | 2025-03-18 | 2025-05-06 | 49 | LV64
5084788 | Panel | 3.04 | 1 | SLINGER | WI | Washington County | Commissioned | 2025-03-18 | 2025-06-18 | 278 | 6362
5084798 | Panel | 8.36 | 1 | KENOSHA | WI | Kenosha County | Commissioned | 2025-03-18 | 2025-07-09 | 317 | 3982
5084815 | Panel | 14.06 | 1 | SUSSEX | WI | Waukesha County | Commissioned | 2025-03-18 | 2025-04-15 | 333 | 5486
5084874 | Panel | 3.8 | 1 | HARTLAND | WI | Waukesha County | Commissioned | 2025-03-18 | 2025-05-12 | 30 | 6172
5085235 | Panel | 7.36 | 1 | MENOMONEE FALLS | WI | Waukesha County | Commissioned | 2025-03-19 | 2025-07-02 | 335 | 6375
5085255 | Panel | 5.175 | 1 | SUSSEX | WI | Waukesha County | Commissioned | 2025-03-19 | 2025-06-13 | 333 | 5496
5085329 | Panel | 15.36 | 1 | CEDAR GROVE | WI | Sheboygan County | Commissioned | 2025-03-19 | 2025-06-23 | 159 | 0588
5085410 | Panel Storage | 11.5 | 1 | GREENDALE | WI | Milwaukee County | Commissioned | 2025-03-19 | 2025-06-24 | 17 | 4792
5085454 | Panel | 7.22 | 1 | JACKSON | WI | Washington County | Commissioned | 2025-03-19 | 2025-08-12 | 8 | 7951
5085487 | Panel | 6.46 | 1 | MEQUON | WI | Ozaukee County | Commissioned | 2025-03-19 | 2025-07-21 | 227 | 3956
5085498 | Panel | 13.68 | 1 | WEST BEND | WI | Washington County | Commissioned | 2025-03-19 | 2025-11-12 | 34 | 1051
5085683 | Panel | 8.36 | 1 | WEST BEND | WI | Washington County | Commissioned | 2025-03-20 | 2025-08-19 | 282 | 6062
5085699 | Panel | 5.7 | 1 | MILWAUKEE | WI | Milwaukee County | Commissioned | 2025-03-20 | 2025-08-12 | 87 | 6263
5085716 | Panel | 8.36 | 1 | WEST BEND | WI | Washington County | Commissioned | 2025-03-20 | 2025-06-11 | 170 | 6184
5085812 | Panel | 23.18 | 2 | BRISTOL | WI | Kenosha County | Commissioned | 2025-03-20 | 2025-09-29 | 317 | 3981
5085825 | Panel | 5.76 | 1 | WAUKESHA | WI | Waukesha County | Commissioned | 2025-03-20 | 2025-05-29 | 380 | 2152
5085872 | Panel | 3.04 | 1 | KENOSHA | WI | Kenosha County | Commissioned | 2025-03-20 | 2025-10-31 | 314 | 5774
5086007 | Panel Storage | 11.5 | 1 | WAUKESHA | WI | Waukesha County | Commissioned | 2025-03-20 | 2025-07-11 | 228 | 3594
5086138 | Panel | 5.85 | 1 | WHITEWATER | WI | Walworth County | Commissioned | 2025-03-21 | 2025-06-05 | 384 | 4473
5086211 | Panel | 6.4 | 1 | WAUKESHA | WI | Waukesha County | Commissioned | 2025-03-21 | 2025-06-24 | 576 | 2973
5086638 | Panel | 11.4 | 1 | MARSHALL | WI | Dane County | Commissioned | 2025-03-24 | 2025-07-16 | 53 | 8791
5086655 | Panel | 3.84 | 1 | WAUWATOSA | WI | Milwaukee County | Commissioned | 2025-03-24 | 2025-06-27 | 249 | 4571
5086709 | Panel | 9.92 | 1 | GERMANTOWN | WI | Washington County | Commissioned | 2025-03-24 | 2025-08-04 | 334 | 4373
5086757 | Panel | 12.414 | 1 | PORT WASHINGTON | WI | Ozaukee County | Commissioned | 2025-03-24 | 2025-06-02 | 438 | Z773
5086765 | Panel | 7.6 | 1 | FREDONIA | WI | Ozaukee County | Commissioned | 2025-03-24 | 2025-06-04 | 364 | 9552
5086805 | Panel | 5.12 | 1 | WAUWATOSA | WI | Milwaukee County | Commissioned | 2025-03-24 | 2025-06-05 | 249 | 4591
5086842 | Panel | 8.36 | 1 | GREENDALE | WI | Milwaukee County | Commissioned | 2025-03-24 | 2025-06-04 | 413 | 7372
5087170 | Panel | 7.678 | 1 | UNION GROVE | WI | Racine County | Commissioned | 2025-03-25 | 2025-05-29 | 269 | 8983
5087221 | Panel | 3.839 | 1 | KIMBERLY | WI | Outagamie County | Commissioned | 2025-03-25 | 2025-05-19 | 191 | PK61
5087297 | Panel | 4.48 | 1 | MILWAUKEE | WI | Milwaukee County | Commissioned | 2025-03-25 | 2025-07-21 | 225 | 1562
5087311 | Panel Storage | 11.5 | 1 | BURLINGTON | WI | Racine County | Commissioned | 2025-03-25 | 2025-07-29 | 67 | 1144
5087354 | Panel Storage | 19.1 | 1 | HORTONVILLE | WI | Outagamie County | Commissioned | 2025-03-26 | 2025-08-07 | 112 | DAL2
5087365 | Panel | 11.02 | 1 | PORT WASHINGTON | WI | Ozaukee County | Commissioned | 2025-03-26 | 2025-05-19 | 187 | 2461
5087414 | Panel | 9.772 | 1 | APPLETON | WI | Outagamie County | Commissioned | 2025-03-25 | 2025-05-19 | 186 | MB51
5087757 | Panel | 5.12 | 1 | KENOSHA | WI | Kenosha County | Commissioned | 2025-03-27 | 2025-07-21 | 314 | 5774
5087774 | Panel | 7.98 | 1 | MENOMONEE FALLS | WI | Waukesha County | Commissioned | 2025-03-27 | 2025-07-18 | 333 | 5491
5087819 | Panel | 5.12 | 1 | MILWAUKEE | WI | Milwaukee County | Commissioned | 2025-03-27 | 2025-07-18 | 66 | 8651
5088086 | Panel | 4.06 | 1 | NEWALD | WI | Forest County | Commissioned | 2025-03-27 | 2025-06-05 | 321 | BH62
5088278 | Panel | 5.12 | 1 | MILWAUKEE | WI | Milwaukee County | Commissioned | 2025-03-28 | 2025-06-10 | 79 | 1961
5088288 | Panel | 13.262 | 1 | APPLETON | WI | Outagamie County | Commissioned | 2025-03-28 | 2025-05-19 | 139 | LL83
5088461 | Panel | 7.22 | 1 | JACKSON | WI | Washington County | Commissioned | 2025-03-28 | 2025-08-26 | 435 | 3882
5088989 | Panel | 10.64 | 1 | WAUWATOSA | WI | Milwaukee County | Commissioned | 2025-03-31 | 2025-06-16 | 142 | 4662
5089120 | Panel | 3.8 | 1 | RACINE | WI | Racine County | Commissioned | 2025-03-31 | 2025-08-29 | 422 | 3182
5089265 | Panel | 11.4 | 1 | PORT WASHINGTON | WI | Ozaukee County | Commissioned | 2025-04-01 | 2025-10-20 | 352 | 7662
5089300 | Panel | 2.28 | 1 | MILWAUKEE | WI | Milwaukee County | Commissioned | 2025-04-01 | 2025-08-05 | 256 | 4652
5089356 | Panel | 5.376 | 1 | NEENAH | WI | Winnebago County | Commissioned | 2025-04-01 | 2025-05-19 | 57 | GW51
5089449 | Panel | 5.12 | 1 | MILWAUKEE | WI | Milwaukee County | Commissioned | 2025-04-01 | 2025-06-05 | 249 | 4599
5089561 | Panel Storage | 14.06 | 1 | WHITEWATER | WI | Walworth County | Commissioned | 2025-04-01 | 2025-08-05 | 384 | 4484
5089652 | Panel | 10.47 | 1 | SAUKVILLE | WI | Ozaukee County | Commissioned | 2025-04-01 | 2025-06-16 | 387 | 1962
5089667 | Panel | 6.4 | 1 | MILWAUKEE | WI | Milwaukee County | Commissioned | 2025-04-01 | 2025-07-14 | 117 | 0772
5089675 | Panel | 8.628 | 1 | WEYAUWEGA | WI | Waupaca County | Commissioned | 2025-04-02 | 2025-07-08 | 203 | ND62
5089773 | Panel | 3.325 | 1 | CAMPBELLSPORT | WI | Fond du Lac County | Commissioned | 2025-04-02 | 2025-08-13 | 27 | 1841
5089798 | Panel | 6 | 1 | CAMPBELLSPORT | WI | Fond du Lac County | Commissioned | 2025-04-02 | 2025-08-07 | 27 | 1841
5089856 | Panel | 8.052 | 1 | WEST BEND | WI | Washington County | Commissioned | 2025-04-02 | 2025-05-19 | 168 | 5652
5089948 | Panel Storage | 15 | 1 | SHAWANO | WI | Shawano County | Commissioned | 2025-04-02 | 2025-08-12 | 365 | AK52
5090153 | Panel | 10.088 | 1 | MOUNT CALVARY | WI | Fond du Lac County | Commissioned | 2025-04-02 | 2025-06-24 | 146 | 1093
5090289 | Panel | 10.88 | 1 | WATERTOWN | WI | Dodge County | Commissioned | 2025-04-03 | 2025-08-13 | 98 | 9084
5090661 | Panel | 13.056 | 1 | MENOMONEE FALLS | WI | Waukesha County | Commissioned | 2025-04-04 | 2025-06-23 | 335 | 6375
5090693 | Panel | 84.6 | 2 | MILWAUKEE | WI | Milwaukee County | Commissioned | 2025-04-04 | 2025-08-07 | 450 | 1481
5090709 | Panel | 4.64 | 1 | ADELL | WI | Sheboygan County | Commissioned | 2025-04-04 | 2025-06-10 | 1 | 6472
5090944 | Panel | 3.77 | 1 | FRANKLIN | WI | Milwaukee County | Commissioned | 2025-04-07 | 2025-07-01 | 288 | 3045
5091065 | Panel | 11.02 | 1 | NEW BERLIN | WI | Waukesha County | Commissioned | 2025-04-07 | 2025-06-27 | 59 | 7793
5091080 | Panel | 4.48 | 1 | WEST BEND | WI | Washington County | Commissioned | 2025-04-07 | 2025-08-04 | 33 | 9798
5091409 | Panel | 7.68 | 1 | MILWAUKEE | WI | Milwaukee County | Commissioned | 2025-04-07 | 2025-07-28 | 66 | 8662
5091471 | Panel | 7.04 | 1 | PORT WASHINGTON | WI | Ozaukee County | Commissioned | 2025-04-08 | 2025-07-21 | 352 | 7651
5091504 | Panel | 3.84 | 1 | WAUWATOSA | WI | Milwaukee County | Commissioned | 2025-04-08 | 2025-06-23 | 249 | 4571
5091514 | Panel | 8.32 | 1 | SAUKVILLE | WI | Ozaukee County | Commissioned | 2025-04-08 | 2025-07-15 | 387 | 1952
5091723 | Panel | 7.68 | 1 | WAUWATOSA | WI | Milwaukee County | Commissioned | 2025-04-08 | 2025-07-24 | 375 | 5551
5091734 | Panel | 4.56 | 1 | WEST BEND | WI | Washington County | Commissioned | 2025-04-09 | 2025-06-25 | 435 | 3873
5091785 | Panel | 10.47 | 1 | OCONOMOWOC | WI | Waukesha County | Commissioned | 2025-04-09 | 2025-12-05 | 261 | 2652
5091911 | Panel | 11.4 | 1 | MILWAUKEE | WI | Milwaukee County | Commissioned | 2025-04-09 | 2025-08-18 | 55 | 2186
5091941 | Panel | 10.368 | 1 | WEST BEND | WI | Washington County | Commissioned | 2025-04-09 | 2025-06-19 | 33 | 9785
5092124 | Panel | 5.7 | 1 | BURLINGTON | WI | Racine County | Commissioned | 2025-04-09 | 2025-07-18 | 67 | 1145
5092175 | Panel | 19.76 | 1 | APPLETON | WI | Outagamie County | Commissioned | 2025-04-09 | 2025-06-12 | 20 | HL74
5092188 | Panel | 12.215 | 1 | APPLETON | WI | Outagamie County | Commissioned | 2025-04-09 | 2025-07-15 | 113 | BY64
5092206 | Panel | 8.32 | 1 | WAUWATOSA | WI | Milwaukee County | Commissioned | 2025-04-09 | 2025-07-10 | 249 | 4571
5092220 | Panel Storage | 11.5 | 1 | SHOREWOOD | WI | Milwaukee County | Commissioned | 2025-04-09 | 2025-08-18 | 305 | 2873
5092316 | Panel | 3.84 | 1 | WAUWATOSA | WI | Milwaukee County | Commissioned | 2025-04-10 | 2025-07-18 | 249 | 4597
5092367 | Panel | 4.35 | 1 | MILWAUKEE | WI | Milwaukee County | Commissioned | 2025-04-10 | 2025-08-05 | 434 | 0153
5092406 | Panel | 4.8 | 1 | RACINE | WI | Racine County | Commissioned | 2025-04-10 | 2025-09-29 | 310 | 2752
5092466 | Panel Storage | 11.5 | 1 | RICHFIELD | WI | Washington County | Commissioned | 2025-04-10 | 2025-07-28 | 281 | 6151
5092519 | Panel | 4.93 | 1 | MILWAUKEE | WI | Milwaukee County | Commissioned | 2025-04-10 | 2025-06-09 | 77 | 7472
5092575 | Panel | 7.98 | 1 | WALDO | WI | Sheboygan County | Commissioned | 2025-04-10 | 2025-06-04 | 355 | 8651
5092594 | Panel | 36 | 2 | JEFFERSON | WI | Jefferson County | Commissioned | 2025-04-10 | 2025-09-11 | 174 | 6674
5092626 | Panel Storage | 11.5 | 1 | WIND POINT | WI | Racine County | Commissioned | 2025-04-10 | 2025-09-05 | 145 | 2563
5092831 | Panel | 3.84 | 1 | MILWAUKEE | WI | Milwaukee County | Commissioned | 2025-04-11 | 2025-07-25 | 87 | 6253
5092885 | Panel | 15.356 | 1 | APPLETON | WI | Outagamie County | Commissioned | 2025-04-11 | 2025-07-25 | 20 | HL61
5093075 | Panel | 4.75 | 1 | OCONOMOWOC | WI | Waukesha County | Commissioned | 2025-04-11 | 2025-07-17 | 30 | 6172
5093343 | Panel | 3.19 | 1 | MILWAUKEE | WI | Milwaukee County | Commissioned | 2025-04-14 | 2025-09-08 | #N/A
5093365 | Panel | 5.76 | 1 | PORT WASHINGTON | WI | Ozaukee County | Commissioned | 2025-04-14 | 2025-07-16 | 352 | 7661
5093577 | Panel | 12.92 | 1 | WAUKESHA | WI | Waukesha County | Commissioned | 2025-04-14 | 2025-06-04 | 228 | 3594
5093590 | Panel Storage | 11.5 | 1 | WATERFORD | WI | Racine County | Commissioned | 2025-04-14 | 2025-08-19 | 468 | 3481
5093604 | Panel | 9.5 | 1 | BROOKFIELD | WI | Waukesha County | Commissioned | 2025-04-14 | 2025-07-30 | 125 | 3192
5093736 | Panel | 6.4 | 1 | WEST BEND | WI | Washington County | Commissioned | 2025-04-15 | 2025-05-14 | 33 | 9798
5093782 | Panel | 6.84 | 1 | GREENFIELD | WI | Milwaukee County | Commissioned | 2025-04-15 | 2025-09-17 | 152 | 6163
5093797 | Panel Storage | 15 | 1 | BROWN DEER | WI | Milwaukee County | Commissioned | 2025-04-15 | 2025-10-27 | 120 | 2451
5093815 | Panel | 22.42 | 2 | PLEASANT PRAIRIE | WI | Kenosha County | Commissioned | 2025-04-15 | 2025-09-02 | 577 | 7472
5093863 | Panel | 9.57 | 1 | THIENSVILLE | WI | Ozaukee County | Commissioned | 2025-04-15 | 2025-08-13 | 227 | 3963
5093880 | Panel | 15 | 1 | GERMANTOWN | WI | Washington County | Commissioned | 2025-04-15 | 2025-10-13 | 334 | 4372
5093896 | Panel | 7.68 | 1 | GRAFTON | WI | Ozaukee County | Commissioned | 2025-04-15 | 2025-08-08 | 401 | 6452
5093975 | Panel | 7.36 | 1 | SUSSEX | WI | Waukesha County | Commissioned | 2025-04-15 | 2025-07-28 | 333 | 5482
5094041 | Panel Storage | 11.5 | 1 | MEQUON | WI | Ozaukee County | Commissioned | 2025-04-15 | 2025-06-06 | 120 | 2462
5094349 | Panel | 3.84 | 1 | WAUWATOSA | WI | Milwaukee County | Commissioned | 2025-04-16 | 2025-08-05 | 249 | 4587
5094446 | Panel Storage | 15 | 1 | GREENFIELD | WI | Milwaukee County | Commissioned | 2025-04-16 | 2025-11-07 | 59 | 7773
5094465 | Panel | 8.96 | 1 | WAUWATOSA | WI | Milwaukee County | Commissioned | 2025-04-16 | 2025-07-24 | 249 | 4597
5094648 | Panel | 5 | 1 | FORT ATKINSON | WI | Jefferson County | Commissioned | 2025-04-17 | 2025-07-17 | 384 | 4473
5094661 | Panel | 5.76 | 1 | MILWAUKEE | WI | Milwaukee County | Commissioned | 2025-04-17 | 2025-07-17 | 66 | 8651
5094677 | Panel Storage | 7.085 | 1 | MILWAUKEE | WI | Milwaukee County | Commissioned | 2025-04-17 | 2025-07-11 | 305 | 2852
5095112 | Panel | 3.84 | 1 | WAUWATOSA | WI | Milwaukee County | Commissioned | 2025-04-21 | 2025-07-28 | 249 | 4571
5095132 | Panel | 9.12 | 1 | KEWASKUM | WI | Washington County | Commissioned | 2025-04-21 | 2025-08-06 | 33 | 9787
5095153 | Panel | 6.67 | 1 | MUSKEGO | WI | Waukesha County | Commissioned | 2025-04-21 | 2025-07-07 | 288 | 3061
5095165 | Panel | 4.176 | 1 | MILWAUKEE | WI | Milwaukee County | Commissioned | 2025-04-21 | 2025-11-03 | #N/A
5095226 | Panel | 8.74 | 1 | WEST BEND | WI | Washington County | Commissioned | 2025-04-21 | 2025-06-02 | 282 | 6062
5095271 | Panel | 5.32 | 1 | MOUNT PLEASANT | WI | Racine County | Commissioned | 2025-04-21 | 2025-06-12 | 447 | 1677
5095296 | Panel | 7.68 | 1 | PORT WASHINGTON | WI | Ozaukee County | Commissioned | 2025-04-21 | 2025-07-10 | 352 | 7651
5095314 | Panel | 6.09 | 1 | KENOSHA | WI | Kenosha County | Commissioned | 2025-04-21 | 2025-09-24 | 330 | 5163
5095332 | Panel | 18.442 | 1 | DOUSMAN | WI | Waukesha County | Commissioned | 2025-04-21 | 2025-06-27 | 183 | 1352
5095413 | Panel Storage | 30.6 | 2 | MUSKEGO | WI | Waukesha County | Commissioned | 2025-04-22 | 2025-06-26 | 135 | 7192
5095773 | Panel | 7.6 | 1 | REESEVILLE | WI | Dodge County | Commissioned | 2025-04-22 | 2025-10-01 | 319 | 7091
5095844 | Panel | 12.16 | 1 | MILWAUKEE | WI | Milwaukee County | Commissioned | 2025-04-23 | 2025-07-28 | 404 | 3473
5095862 | Panel | 10 | 1 | WEST BEND | WI | Washington County | Commissioned | 2025-04-23 | 2025-07-24 | 33 | 9785
5096030 | Panel | 6.08 | 1 | KENOSHA | WI | Kenosha County | Commissioned | 2025-04-23 | 2025-07-10 | 330 | 5164
5096044 | Panel | 7.6 | 1 | OAK CREEK | WI | Milwaukee County | Commissioned | 2025-04-23 | 2025-07-18 | 589 | 6581
5096064 | Panel | 7.98 | 1 | MENOMONEE FALLS | WI | Waukesha County | Commissioned | 2025-04-21 | 2025-09-02 | 333 | 5491
5096089 | Panel | 15.2 | 1 | FREMONT | WI | Waupaca County | Commissioned | 2025-04-23 | 2025-08-25 | 161 | RT61
5096105 | Panel | 6.912 | 1 | NEENAH | WI | Winnebago County | Commissioned | 2025-04-23 | 2025-07-08 | 390 | NC51
5096186 | Panel | 5.44 | 1 | WAUKESHA | WI | Waukesha County | Commissioned | 2025-04-23 | 2025-09-15 | 228 | 3581
5096273 | Panel | 8.96 | 1 | MEQUON | WI | Ozaukee County | Commissioned | 2025-04-23 | 2025-07-15 | 266 | 1061
5096768 | Panel | 3.84 | 1 | GRAFTON | WI | Ozaukee County | Commissioned | 2025-04-25 | 2025-09-04 | 401 | 6452
5096828 | Panel | 12.8 | 1 | MEQUON | WI | Ozaukee County | Commissioned | 2025-04-25 | 2025-07-16 | 266 | 1061
5097137 | Panel | 6.09 | 1 | BELGIUM | WI | Ozaukee County | Commissioned | 2025-04-25 | 2025-07-28 | 41 | 2261
5097202 | Panel Storage | 8 | 1 | GRAFTON | WI | Ozaukee County | Commissioned | 2025-04-28 | 2025-07-09 | 458 | 3483
5097225 | Panel | 10 | 1 | NEW BERLIN | WI | Waukesha County | Commissioned | 2025-04-28 | 2025-06-14 | 135 | 7194
5097278 | Panel Storage | 28.88 | 2 | WATERFORD | WI | Racine County | Commissioned | 2025-04-28 | 2025-11-10 | 361 | 6763
5097344 | Panel | 6.84 | 1 | MENOMONEE FALLS | WI | Waukesha County | Commissioned | 2025-04-28 | 2025-07-10 | 359 | 5863
5097590 | Panel | 15.36 | 1 | FREMONT | WI | Waupaca County | Commissioned | 2025-04-29 | 2025-09-18 | 453 | DF52
5097677 | Panel | 8.96 | 1 | MILWAUKEE | WI | Milwaukee County | Commissioned | 2025-04-29 | 2025-10-03 | 79 | 1961
5097726 | Panel | 5.76 | 1 | MILWAUKEE | WI | Milwaukee County | Commissioned | 2025-04-29 | 2025-08-15 | 404 | 3472
5097824 | Panel | 4.93 | 1 | RACINE | WI | Racine County | Commissioned | 2025-04-29 | 2025-08-27 | 143 | 1462
5098018 | Panel | 10.24 | 1 | JOHNSON CREEK | WI | Jefferson County | Commissioned | 2025-04-30 | 2025-08-25 | 319 | 7094
5098104 | Panel | 6.4 | 1 | MILWAUKEE | WI | Milwaukee County | Commissioned | 2025-04-30 | 2025-07-28 | 54 | 1402
5098261 | Panel | 3.84 | 1 | MILWAUKEE | WI | Milwaukee County | Commissioned | 2025-04-30 | 2025-09-04 | 400 | 9551
5098288 | Panel | 10.88 | 1 | MEQUON | WI | Ozaukee County | Commissioned | 2025-04-30 | 2025-07-15 | 311 | 3574
5098523 | Panel | 5.12 | 1 | MILWAUKEE | WI | Milwaukee County | Commissioned | 2025-04-30 | 2025-07-31 | 54 | 1493
5098547 | Panel | 6.4 | 1 | MILWAUKEE | WI | Milwaukee County | Commissioned | 2025-05-01 | 2025-08-05 | 404 | 3472
5098587 | Panel | 7.68 | 1 | MUSKEGO | WI | Waukesha County | Commissioned | 2025-05-01 | 2025-09-18 | 135 | 7186
5098626 | Panel | 11.52 | 1 | MILWAUKEE | WI | Milwaukee County | Commissioned | 2025-05-01 | 2025-08-27 | 61 | 4961
5098879 | Panel | 5.76 | 1 | MILWAUKEE | WI | Milwaukee County | Commissioned | 2025-05-01 | 2025-08-05 | 61 | 4952
5099250 | Panel | 9.6 | 1 | MENOMONEE FALLS | WI | Waukesha County | Commissioned | 2025-05-02 | 2025-07-16 | 359 | 5863
5099337 | Panel | 8.74 | 1 | OAK CREEK | WI | Milwaukee County | Commissioned | 2025-05-02 | 2025-07-18 | 55 | 2191
5099378 | Panel | 10.752 | 1 | KENOSHA | WI | Kenosha County | Commissioned | 2025-05-02 | 2025-09-05 | 312 | 6253
5099466 | Panel | 9.5 | 1 | WEST BEND | WI | Washington County | Commissioned | 2025-05-02 | 2025-06-17 | 168 | 5652
5099811 | Panel | 10.88 | 1 | CEDARBURG | WI | Ozaukee County | Commissioned | 2025-05-05 | 2025-07-07 | 91 | 5152
5099966 | Panel | 10.64 | 1 | MEQUON | WI | Ozaukee County | Commissioned | 2025-05-05 | 2025-09-04 | 266 | 1061
5100095 | Panel Storage | 23.84 | 2 | MILWAUKEE | WI | Milwaukee County | Commissioned | 2025-05-06 | 2025-09-18 | 171 | 2353
5100248 | Panel | 34.2 | 2 | GRAFTON | WI | Ozaukee County | Commissioned | 2025-05-05 | 2025-07-23 | 458 | 3491
5100347 | Panel | 3.84 | 1 | MILWAUKEE | WI | Milwaukee County | Commissioned | 2025-05-06 | 2025-08-05 | 171 | 2362
5100356 | Panel | 11.02 | 1 | EAGLE | WI | Waukesha County | Commissioned | 2025-05-06 | 2025-07-07 | 325 | 6574
5100374 | Panel Storage | 29.34 | 2 | FRANKLIN | WI | Milwaukee County | Commissioned | 2025-05-06 | 2025-09-25 | 288 | 3051
5100399 | Panel | 12.92 | 1 | HARTLAND | WI | Waukesha County | Commissioned | 2025-05-06 | 2025-06-19 | 30 | 6172
5100409 | Panel | 5.76 | 1 | KENOSHA | WI | Kenosha County | Commissioned | 2025-05-06 | 2025-07-14 | 46 | 0753
5100431 | Panel | 3.839 | 1 | MARSHALL | WI | Dane County | Commissioned | 2025-05-06 | 2025-10-06 | 319 | 7095
5100879 | Panel | 11 | 1 | CALEDONIA | WI | Racine County | Commissioned | 2025-05-07 | 2025-09-15 | 74 | 9962
5101050 | Panel | 7.68 | 1 | MUSKEGO | WI | Waukesha County | Commissioned | 2025-05-08 | 2025-07-09 | 394 | 5862
5101391 | Panel | 9.984 | 1 | WEST BEND | WI | Washington County | Commissioned | 2025-05-08 | 2025-09-25 | 34 | 1051
5101543 | Panel | 3.52 | 1 | WAUKESHA | WI | Waukesha County | Commissioned | 2025-05-09 | 2025-12-19 | 380 | 2153
5101556 | Panel | 4.56 | 1 | NEENAH | WI | Winnebago County | Commissioned | 2025-05-09 | 2025-06-04 | 111 | MN52
5101611 | Panel Storage | 11.5 | 2 | OCONOMOWOC | WI | Waukesha County | Commissioned | 2025-05-09 | 2025-09-25 | 30 | 6181
5101611 | Panel Storage | 15.3 | 2 | OCONOMOWOC | WI | Waukesha County | Commissioned | 2025-05-09 | 2025-09-25 | 30 | 6181
5101642 | Panel | 80 | 2 | WALDO | WI | Sheboygan County | Commissioned | 2025-05-09 | 2025-10-10 | 207 | 3794
5101919 | Panel | 4.35 | 1 | SUSSEX | WI | Waukesha County | Commissioned | 2025-05-09 | 2025-08-13 | 333 | 5482
5102395 | Panel | 4.56 | 1 | JACKSON | WI | Washington County | Commissioned | 2025-05-13 | 2025-08-07 | 8 | 7961
5102542 | Panel Storage | 50.72 | 2 | ELKHART LAKE | WI | Sheboygan County | Commissioned | 2025-05-13 | 2025-08-28 | 137 | 4054
5102578 | Panel | 5.76 | 1 | NEENAH | WI | Winnebago County | Commissioned | 2025-05-13 | 2025-06-24 | 57 | GW51
5102674 | Panel Storage | 11.5 | 1 | BELGIUM | WI | Ozaukee County | Commissioned | 2025-05-13 | 2025-10-10 | 41 | 2261
5102885 | Panel | 5.04 | 1 | OAK CREEK | WI | Milwaukee County | Commissioned | 2025-05-15 | 2025-09-18 | 275 | 8451
5102901 | Panel | 6.84 | 1 | BELGIUM | WI | Ozaukee County | Commissioned | 2025-05-13 | 2025-09-23 | 41 | 2261
5102932 | Panel | 7.6 | 1 | SUSSEX | WI | Waukesha County | Commissioned | 2025-05-13 | 2025-09-18 | 333 | 5496
5102951 | Panel | 7.22 | 1 | OAK CREEK | WI | Milwaukee County | Commissioned | 2025-05-14 | 2025-10-16 | 275 | 8451
5102969 | Panel | 4.94 | 1 | RACINE | WI | Racine County | Commissioned | 2025-05-14 | 2025-10-22 | 143 | 1462
5102980 | Panel | 3.8 | 1 | MILWAUKEE | WI | Milwaukee County | Commissioned | 2025-05-14 | 2025-08-12 | 152 | 6171
5102996 | Panel | 50 | 2 | MILWAUKEE | WI | Milwaukee County | Commissioned | 2025-05-14 | 2025-12-08 | 423 | 9471
5103016 | Panel | 6.08 | 1 | OAK CREEK | WI | Milwaukee County | Commissioned | 2025-05-14 | 2025-09-15 | 463 | 7884
5103102 | Panel | 6.46 | 1 | KENOSHA | WI | Kenosha County | Commissioned | 2025-05-14 | 2025-11-21 | 312 | 6262
5103114 | Panel | 5.76 | 1 | OAK CREEK | WI | Milwaukee County | Commissioned | 2025-05-14 | 2025-09-17 | 275 | 8444
5103119 | Panel | 4.18 | 1 | KENOSHA | WI | Kenosha County | Commissioned | 2025-05-14 | 2025-12-12 | 314 | 5782
5103274 | Panel | 8.36 | 1 | MUKWONAGO | WI | Waukesha County | Commissioned | 2025-05-15 | 2025-12-16 | 241 | 7377
5103300 | Panel | 4.8 | 1 | JACKSON | WI | Washington County | Commissioned | 2025-05-14 | 2025-08-25 | 91 | 5161
5103314 | Panel | 9.5 | 1 | KENOSHA | WI | Kenosha County | Commissioned | 2025-05-15 | 2025-09-04 | 314 | 5782
5103423 | Panel | 16.72 | 1 | FREMONT | WI | Waupaca County | Commissioned | 2025-05-15 | 2025-08-19 | 112 | DAL2
5103441 | Panel | 9.5 | 1 | WATERFORD | WI | Racine County | Commissioned | 2025-05-15 | 2025-08-20 | 468 | 3484
5103476 | Panel | 7.68 | 1 | MILWAUKEE | WI | Milwaukee County | Commissioned | 2025-05-15 | 2025-08-04 | 66 | 8661
5103503 | Panel | 6.144 | 1 | KENOSHA | WI | Kenosha County | Commissioned | 2025-05-15 | 2025-08-29 | 14 | 8551
5103511 | Storage | 11.52 | 1 | PLEASANT PRAIRIE | WI | Kenosha County | Commissioned | 2025-05-15 | 2025-10-17 | 118 | 1561
5103744 | Panel | 12.672 | 1 | WEYAUWEGA | WI | Waupaca County | Commissioned | 2025-05-16 | 2025-06-24 | 467 | YL52
5103763 | Panel | 4.992 | 1 | SALEM | WI | Kenosha County | Commissioned | 2025-05-16 | 2025-08-04 | 317 | 3981
5104062 | Panel | 13.3 | 1 | MILWAUKEE | WI | Milwaukee County | Commissioned | 2025-05-16 | 2025-09-18 | 55 | 2194
5104076 | Panel | 11.78 | 1 | MEQUON | WI | Ozaukee County | Commissioned | 2025-05-16 | 2025-09-10 | 311 | 3577
5104318 | Panel | 7.04 | 1 | MARSHALL | WI | Dane County | Commissioned | 2025-05-19 | 2025-09-05 | 53 | 8792
5104614 | Panel Storage | 20.819 | 2 | COMBINED LOCKS | WI | Outagamie County | Commissioned | 2025-05-19 | 2025-08-07 | 186 | MB52
5104651 | Panel Storage | 15.892 | 1 | NEENAH | WI | Winnebago County | Commissioned | 2025-05-19 | 2025-08-07 | 70 | BDM5
5104950 | Panel | 5.8 | 1 | MILWAUKEE | WI | Milwaukee County | Commissioned | 2025-05-20 | 2025-07-28 | 171 | 2363
5105058 | Panel | 9.88 | 1 | BELGIUM | WI | Ozaukee County | Commissioned | 2025-05-20 | 2025-07-10 | 41 | 2261
5105117 | Panel | 3.072 | 1 | GRAFTON | WI | Ozaukee County | Commissioned | 2025-05-20 | 2025-07-07 | 401 | 6462
5105579 | Panel Storage | 17.644 | 1 | HORTONVILLE | WI | Outagamie County | Commissioned | 2025-05-21 | 2025-09-24 | 139 | LL81
5105611 | Panel | 7.68 | 1 | MILWAUKEE | WI | Milwaukee County | Commissioned | 2025-05-21 | 2025-08-13 | 61 | 4961
5105630 | Panel | 5.76 | 1 | WATERTOWN | WI | Jefferson County | Commissioned | 2025-05-21 | 2025-09-25 | 354 | 5851
5105673 | Panel | 4.48 | 1 | MARSHALL | WI | Dane County | Commissioned | 2025-05-21 | 2025-09-17 | 53 | 8792
5105800 | Panel | 11.78 | 1 | UNION GROVE | WI | Racine County | Commissioned | 2025-05-22 | 2025-09-23 | 269 | 8983
5105819 | Panel | 10.752 | 1 | BROOKFIELD | WI | Waukesha County | Commissioned | 2025-05-22 | 2025-10-21 | 216 | 2352
5105967 | Panel | 7.04 | 1 | WATERTOWN | WI | Jefferson County | Commissioned | 2025-05-22 | 2025-10-07 | 98 | 9075
5106035 | Panel | 6.4 | 1 | WATERTOWN | WI | Jefferson County | Commissioned | 2025-05-22 | 2025-09-25 | 98 | 9082
5106057 | Panel | 5.235 | 1 | MILWAUKEE | WI | Milwaukee County | Commissioned | 2025-05-22 | 2025-06-26 | 54 | 1493
5106230 | Panel | 9.57 | 1 | RACINE | WI | Racine County | Commissioned | 2025-05-23 | 2025-11-12 | 304 | 8373
5106625 | Panel | 7.6 | 1 | MILWAUKEE | WI | Milwaukee County | Commissioned | 2025-05-27 | 2025-10-22 | 415 | 7461
5106728 | Panel Storage | 32.92 | 2 | NEENAH | WI | Winnebago County | Commissioned | 2025-05-27 | 2025-08-19 | 70 | BDM1
5106763 | Panel | 5.12 | 1 | WEST ALLIS | WI | Milwaukee County | Commissioned | 2025-05-27 | 2025-09-19 | 375 | 5561
5106783 | Panel | 11.866 | 1 | KENOSHA | WI | Kenosha County | Commissioned | 2025-05-27 | 2025-06-30 | 347 | 3861
5106801 | Panel | 8.725 | 1 | PULASKI | WI | Brown County | Commissioned | 2025-05-27 | 2025-08-04 | 395 | CH61
5106821 | Panel | 8.96 | 1 | WEST BEND | WI | Washington County | Commissioned | 2025-05-27 | 2025-07-23 | 374 | 4161
5107040 | Panel | 9.216 | 1 | FRANKLIN | WI | Milwaukee County | Commissioned | 2025-05-28 | 2025-10-29 | 289 | 1261
5107077 | Panel | 6.84 | 1 | SAUKVILLE | WI | Ozaukee County | Commissioned | 2025-05-28 | 2025-09-02 | 86 | 9684
5107252 | Panel | 3.84 | 1 | WEST ALLIS | WI | Milwaukee County | Commissioned | 2025-05-28 | 2025-07-24 | 201 | 1361
5107432 | Panel | 8.96 | 1 | BYRON | WI | Fond du Lac County | Commissioned | 2025-05-28 | 2025-12-12 | 108 | 0172
5107668 | Panel Storage | 11.5 | 1 | SHOREWOOD | WI | Milwaukee County | Commissioned | 2025-05-29 | 2025-10-03 | 305 | 2873
5107741 | Panel | 3.84 | 1 | MENOMONEE FALLS | WI | Waukesha County | Commissioned | 2025-05-28 | 2025-09-03 | 333 | 5491
5107765 | Panel | 6.4 | 1 | GREENFIELD | WI | Milwaukee County | Commissioned | 2025-05-29 | 2025-07-29 | 96 | 1651
5107827 | Panel Storage | 11.5 | 1 | WEST BEND | WI | Washington County | Commissioned | 2025-05-29 | 2025-10-09 | 282 | 6052
5108231 | Panel | 11.4 | 1 | MENOMONEE FALLS | WI | Waukesha County | Commissioned | 2025-05-29 | 2025-09-23 | 335 | 6375
5108238 | Panel | 6.46 | 1 | WEST BEND | WI | Washington County | Commissioned | 2025-05-30 | 2025-12-05 | 34 | 1051
5108244 | Panel | 3.84 | 1 | WEST ALLIS | WI | Milwaukee County | Commissioned | 2025-05-30 | 2025-09-09 | 201 | 1345
5108282 | Panel Storage | 19.84 | 1 | MILWAUKEE | WI | Milwaukee County | Commissioned | 2025-05-30 | 2025-09-29 | 305 | 2851
5108299 | Panel | 10.88 | 1 | MARSHALL | WI | Dane County | Commissioned | 2025-05-30 | 2025-09-25 | 53 | 8792
5108482 | Panel | 9.88 | 1 | GRAFTON | WI | Ozaukee County | Commissioned | 2025-05-30 | 2025-08-05 | 458 | 3491
5108487 | Panel | 4.48 | 1 | WATERTOWN | WI | Jefferson County | Commissioned | 2025-06-02 | 2025-09-05 | 98 | 9075
5108495 | Panel | 9.6 | 1 | WAUKESHA | WI | Waukesha County | Commissioned | 2025-06-02 | 2025-12-04 | 165 | 4761
5108504 | Panel | 5.12 | 1 | MILWAUKEE | WI | Milwaukee County | Commissioned | 2025-06-02 | 2025-09-24 | 404 | 3472
5108815 | Panel | 4.35 | 1 | RACINE | WI | Racine County | Commissioned | 2025-06-02 | 2025-08-12 | 304 | 8364
5108833 | Panel | 5.76 | 1 | KENOSHA | WI | Kenosha County | Commissioned | 2025-06-02 | 2025-09-19 | 14 | 8562
5108846 | Panel | 7.83 | 1 | SAUKVILLE | WI | Ozaukee County | Commissioned | 2025-06-02 | 2025-08-20 | 86 | 9681
5109096 | Panel | 6.631 | 1 | HALES CORNERS | WI | Milwaukee County | Commissioned | 2025-06-03 | 2025-10-16 | 413 | 7353
5109108 | Panel | 18.816 | 1 | BRISTOL | WI | Kenosha County | Commissioned | 2025-06-03 | 2025-09-08 | 2 | 4751
5109141 | Panel | 4.48 | 1 | WEST ALLIS | WI | Milwaukee County | Commissioned | 2025-06-03 | 2025-09-09 | 375 | 5561
5109196 | Panel | 3.84 | 1 | WATERTOWN | WI | Dodge County | Commissioned | 2025-06-03 | 2025-10-15 | 98 | 9074
5109256 | Panel | 16.72 | 1 | BRILLION | WI | Calumet County | Commissioned | 2025-06-03 | 2025-08-28 | 123 | ND62
5109300 | Panel | 10.88 | 1 | WATERTOWN | WI | Dodge County | Commissioned | 2025-06-03 | 2025-11-07 | 98 | 9074
5109314 | Panel | 3.84 | 1 | WEST ALLIS | WI | Milwaukee County | Commissioned | 2025-06-03 | 2025-08-06 | 375 | 5553
5109335 | Panel | 11.4 | 1 | APPLETON | WI | Outagamie County | Commissioned | 2025-06-03 | 2025-09-30 | 191 | PK61
5109585 | Panel | 15.2 | 1 | WEST BEND | WI | Washington County | Commissioned | 2025-06-04 | 2025-07-16 | 34 | 1051
5109655 | Panel | 15.2 | 1 | MEQUON | WI | Ozaukee County | Commissioned | 2025-06-03 | 2025-11-21 | 311 | 3574
5109754 | Panel | 12.35 | 1 | GRAFTON | WI | Ozaukee County | Commissioned | 2025-06-03 | 2025-09-05 | 86 | 9682
5109770 | Panel | 5.7 | 1 | MILWAUKEE | WI | Milwaukee County | Commissioned | 2025-06-04 | 2025-09-18 | 61 | 4953
5109777 | Panel | 17.799 | 1 | OCONOMOWOC | WI | Waukesha County | Commissioned | 2025-06-04 | 2025-11-20 | 30 | 6172
5109837 | Storage | 23 | 2 | KENOSHA | WI | Kenosha County | Commissioned | 2025-06-04 | 2025-07-23 | 314 | 5771
5110295 | Panel | 9.744 | 1 | MOUNT PLEASANT | WI | Racine County | Commissioned | 2025-06-05 | 2025-11-14 | 447 | 1677
5110518 | Panel | 12.16 | 1 | WEST ALLIS | WI | Milwaukee County | Commissioned | 2025-06-06 | 2025-09-15 | 386 | 5962
5110554 | Panel | 3.84 | 1 | MARSHALL | WI | Dane County | Commissioned | 2025-06-06 | 2025-10-24 | 217 | 4562
5110568 | Panel | 5.32 | 1 | NEW BERLIN | WI | Waukesha County | Commissioned | 2025-06-06 | 2025-10-10 | 459 | 2261
5110586 | Panel | 6.46 | 1 | MENOMONEE FALLS | WI | Waukesha County | Commissioned | 2025-06-06 | 2025-10-31 | 166 | 2684
5110872 | Panel | 5.76 | 1 | MILWAUKEE | WI | Milwaukee County | Commissioned | 2025-06-06 | 2025-09-30 | 96 | 1652
5111009 | Panel | 4.64 | 1 | PLEASANT PRAIRIE | WI | Kenosha County | Commissioned | 2025-06-09 | 2025-11-03 | 577 | 7472
5111116 | Panel | 3.84 | 1 | WEST ALLIS | WI | Milwaukee County | Commissioned | 2025-06-09 | 2025-11-24 | 201 | 1361
5111130 | Panel | 7.04 | 1 | WATERTOWN | WI | Jefferson County | Commissioned | 2025-06-09 | 2025-09-25 | 354 | 5851
5111375 | Panel | 5.32 | 1 | GLENDALE | WI | Milwaukee County | Commissioned | 2025-06-09 | 2025-10-20 | 54 | 1492
5111386 | Panel | 5.76 | 1 | MARSHALL | WI | Dane County | Commissioned | 2025-06-09 | 2025-10-24 | 217 | 4562
5111497 | Panel | 7.98 | 1 | GRAFTON | WI | Ozaukee County | Commissioned | 2025-06-10 | 2025-07-16 | 438 | Z781
5111770 | Panel | 4.18 | 1 | SAUKVILLE | WI | Ozaukee County | Commissioned | 2025-06-10 | 2025-10-23 | 86 | 9684
5111790 | Panel | 6.08 | 1 | SUSSEX | WI | Waukesha County | Commissioned | 2025-06-10 | 2025-12-16 | 333 | 5487
5111953 | Panel | 5.584 | 1 | APPLETON | WI | Outagamie County | Commissioned | 2025-06-11 | 2025-10-08 | 389 | NB54
5111991 | Panel | 7.6 | 1 | FRANKLIN | WI | Milwaukee County | Commissioned | 2025-06-11 | 2025-10-08 | 288 | 3063
5112154 | Panel | 7.6 | 1 | MENOMONEE FALLS | WI | Waukesha County | Commissioned | 2025-06-11 | 2025-07-28 | 335 | 6375
5112161 | Panel | 5.76 | 1 | WEST ALLIS | WI | Milwaukee County | Commissioned | 2025-06-11 | 2025-09-30 | 375 | 5553
5112802 | Panel | 3.84 | 1 | BROWN DEER | WI | Milwaukee County | Commissioned | 2025-06-13 | 2025-08-15 | 61 | 4952
5113003 | Panel | 5.7 | 1 | PEWAUKEE | WI | Waukesha County | Commissioned | 2025-06-13 | 2025-10-21 | 103 | 2888
5113024 | Panel Storage | 11.5 | 1 | BROOKFIELD | WI | Waukesha County | Commissioned | 2025-06-13 | 2025-09-29 | 576 | 2982
5113351 | Panel | 8 | 1 | MOUNT PLEASANT | WI | Racine County | Commissioned | 2025-06-16 | 2025-10-02 | 314 | 5782
5113378 | Panel Storage | 13.15 | 1 | GLENDALE | WI | Milwaukee County | Commissioned | 2025-06-16 | 2025-10-09 | 171 | 2363
5113769 | Panel | 27.3 | 2 | WHITEWATER | WI | Walworth County | Commissioned | 2025-06-16 | 2025-10-28 | 384 | 4475
5113893 | Panel | 2.28 | 1 | RACINE | WI | Racine County | Commissioned | 2025-06-17 | 2025-10-24 | 422 | 3183
5114285 | Panel | 2.56 | 1 | RACINE | WI | Racine County | Commissioned | 2025-06-17 | 2025-09-11 | 89 | 5561
5114363 | Panel | 4.48 | 1 | WATERTOWN | WI | Dodge County | Commissioned | 2025-06-18 | 2025-11-10 | 98 | 9086
5114443 | Panel | 4.48 | 1 | WEST ALLIS | WI | Milwaukee County | Commissioned | 2025-06-18 | 2025-11-19 | 201 | 1354
5114630 | Panel | 4.48 | 1 | MILWAUKEE | WI | Milwaukee County | Commissioned | 2025-06-18 | 2025-09-17 | 450 | 1471
5114917 | Panel | 7.04 | 1 | MILWAUKEE | WI | Milwaukee County | Commissioned | 2025-06-19 | 2025-11-05 | 179 | 7253
5115296 | Panel | 8.74 | 1 | PEWAUKEE | WI | Waukesha County | Commissioned | 2025-06-19 | 2025-09-15 | 333 | 5482
5115306 | Panel | 6.84 | 1 | MARSHALL | WI | Dane County | Commissioned | 2025-06-19 | 2025-09-05 | 53 | 8792
5115327 | Panel | 6.46 | 1 | KENOSHA | WI | Kenosha County | Commissioned | 2025-06-19 | 2025-10-02 | 314 | 5782
5115561 | Panel | 70 | 2 | OOSTBURG | WI | Sheboygan County | Commissioned | 2025-06-20 | 2025-09-30 | 1 | 6482
5115655 | Panel Storage | 12 | 1 | HARTLAND | WI | Waukesha County | Commissioned | 2025-06-20 | 2025-08-25 | 30 | 6172
5115757 | Panel | 7.6 | 1 | COLGATE | WI | Washington County | Commissioned | 2025-06-20 | 2025-10-15 | 30 | 6178
5115813 | Panel | 8.7 | 1 | PEWAUKEE | WI | Waukesha County | Commissioned | 2025-06-20 | 2025-09-15 | 125 | 3192
5115822 | Panel | 11.78 | 1 | NEW BERLIN | WI | Waukesha County | Commissioned | 2025-06-20 | 2025-12-19 | 75 | 3453
5115827 | Panel | 4.56 | 1 | PEWAUKEE | WI | Waukesha County | Commissioned | 2025-06-20 | 2025-10-17 | 125 | 3192
5115831 | Panel | 13.056 | 1 | GRAFTON | WI | Ozaukee County | Commissioned | 2025-06-20 | 2025-08-12 | 458 | 3483
5116235 | Panel | 5.525 | 1 | MILWAUKEE | WI | Milwaukee County | Commissioned | 2025-06-23 | 2025-10-28 | 179 | 7261
5116244 | Panel | 9.12 | 1 | MILWAUKEE | WI | Milwaukee County | Commissioned | 2025-06-23 | 2025-10-29 | #N/A
5116260 | Panel | 8.376 | 1 | APPLETON | WI | Outagamie County | Commissioned | 2025-06-23 | 2025-10-17 | 70 | BDM6
5116300 | Panel | 7.6 | 1 | RACINE | WI | Racine County | Commissioned | 2025-06-23 | 2025-10-10 | 447 | 1677
5116316 | Panel | 10.26 | 1 | WEST BEND | WI | Washington County | Commissioned | 2025-06-23 | 2025-10-06 | 170 | 6183
5116703 | Panel | 7.68 | 1 | MILWAUKEE | WI | Milwaukee County | Commissioned | 2025-06-24 | 2025-10-22 | 434 | 0151
5116790 | Panel | 6.4 | 1 | WEST ALLIS | WI | Milwaukee County | Commissioned | 2025-06-24 | 2025-11-19 | 201 | 1361
5116840 | Panel | 10 | 1 | PEWAUKEE | WI | Waukesha County | Commissioned | 2025-06-24 | 2025-08-18 | 333 | 5482
5116859 | Panel | 2.9 | 1 | MILWAUKEE | WI | Milwaukee County | Commissioned | 2025-06-24 | 2025-11-14 | 55 | 2194
5116978 | Panel | 5.51 | 1 | WAUWATOSA | WI | Milwaukee County | Commissioned | 2025-06-25 | 2025-09-19 | 249 | 4571
5117018 | Panel | 4.48 | 1 | WEST ALLIS | WI | Milwaukee County | Commissioned | 2025-06-25 | 2025-10-23 | 201 | 1354
5117087 | Panel Storage | 11.5 | 1 | RACINE | WI | Racine County | Commissioned | 2025-06-25 | 2025-09-12 | 89 | 5563
5117159 | Panel | 9.6 | 1 | FREEDOM | WI | Outagamie County | Commissioned | 2025-06-25 | 2025-10-24 | 160 | RD62
5117252 | Panel | 3.84 | 1 | OAK CREEK | WI | Milwaukee County | Commissioned | 2025-06-25 | 2025-09-18 | 275 | 8444
5117281 | Panel | 5.76 | 1 | JOHNSON CREEK | WI | Jefferson County | Commissioned | 2025-06-25 | 2025-09-04 | 174 | 6677
5117337 | Panel | 4.992 | 1 | MILWAUKEE | WI | Milwaukee County | Commissioned | 2025-06-25 | 2025-11-24 | 171 | 2351
5117361 | Panel | 6.4 | 1 | OAK CREEK | WI | Milwaukee County | Commissioned | 2025-06-25 | 2025-09-30 | 275 | 8444
5117373 | Panel | 12.92 | 1 | MILWAUKEE | WI | Milwaukee County | Commissioned | 2025-06-25 | 2025-07-23 | 211 | 2652
5117386 | Panel | 8.725 | 1 | MILWAUKEE | WI | Milwaukee County | Commissioned | 2025-06-25 | 2025-08-04 | 202 | 3271
5117509 | Panel | 7.68 | 1 | JOHNSON CREEK | WI | Jefferson County | Commissioned | 2025-06-26 | 2025-10-15 | 174 | 6674
5117523 | Panel | 3.84 | 1 | MILWAUKEE | WI | Milwaukee County | Commissioned | 2025-06-26 | 2025-08-22 | 152 | 6161
5117638 | Panel | 15.705 | 1 | FRANKLIN | WI | Milwaukee County | Commissioned | 2025-06-26 | 2025-10-14 | 55 | 2184
5117784 | Panel | 17.3 | 1 | DELAFIELD | WI | Waukesha County | Commissioned | 2025-06-26 | 2025-08-08 | 116 | 0361
5117818 | Panel Storage | 41.3 | 2 | APPLETON | WI | Outagamie County | Commissioned | 2025-06-26 | 2025-10-16 | 639 | PT52
5118003 | Panel | 7.68 | 1 | KAUKAUNA | WI | Outagamie County | Commissioned | 2025-06-27 | 2025-12-05 | 160 | RD61
5118207 | Panel | 11.136 | 1 | WAUKESHA | WI | Waukesha County | Commissioned | 2025-06-27 | 2025-10-10 | 366 | 7053
5118221 | Panel | 4.224 | 1 | MILWAUKEE | WI | Milwaukee County | Commissioned | 2025-06-27 | 2025-12-12 | #N/A | #N/A
5118733 | Panel | 6.84 | 1 | BURLINGTON | WI | Racine County | Commissioned | 2025-06-30 | 2025-09-12 | 67 | 1144
5118839 | Panel | 5.12 | 1 | OAK CREEK | WI | Milwaukee County | Commissioned | 2025-06-30 | 2025-09-26 | 589 | 6571
5118857 | Panel | 6.96 | 1 | HUBERTUS | WI | Washington County | Commissioned | 2025-06-30 | 2025-11-05 | 213 | 5373
5119006 | Panel | 4.56 | 1 | JACKSON | WI | Washington County | Commissioned | 2025-06-30 | 2025-10-09 | 8 | 7961
5119010 | Storage | 46 | 2 | FRANKLIN | WI | Milwaukee County | Commissioned | 2025-07-01 | 2025-11-07 | 288 | 3047
5119021 | Panel | 4.48 | 1 | GREENFIELD | WI | Milwaukee County | Commissioned | 2025-07-01 | 2025-08-11 | 96 | 1652
5119047 | Panel | 6.46 | 1 | GERMANTOWN | WI | Washington County | Commissioned | 2025-06-30 | 2025-10-02 | 227 | 3962
5119197 | Panel | 9.12 | 1 | MENOMONEE FALLS | WI | Waukesha County | Commissioned | 2025-07-01 | 2025-10-28 | 333 | 5491
5119411 | Panel | 2.66 | 1 | KENOSHA | WI | Kenosha County | Commissioned | 2025-07-01 | 2025-10-10 | 46 | 0754
5119557 | Panel | 10.368 | 1 | BROOKFIELD | WI | Waukesha County | Commissioned | 2025-07-02 | 2025-10-31 | 164 | 7964
5119716 | Panel | 15.36 | 1 | WAUKESHA | WI | Waukesha County | Commissioned | 2025-07-02 | 2025-10-10 | 576 | 2982
5119778 | Panel | 7.54 | 1 | GREENDALE | WI | Milwaukee County | Commissioned | 2025-07-02 | 2025-08-22 | 413 | 7372
5119789 | Panel | 8.32 | 1 | SOUTH MILWAUKEE | WI | Milwaukee County | Commissioned | 2025-07-02 | 2025-09-09 | 55 | 2193
5119858 | Panel | 5.22 | 1 | RANDOM LAKE | WI | Sheboygan County | Commissioned | 2025-07-02 | 2025-09-19 | 1 | 6472
5119889 | Panel | 12.288 | 1 | WAUWATOSA | WI | Milwaukee County | Commissioned | 2025-07-02 | 2025-11-17 | 249 | 4571
5120028 | Panel | 16.896 | 1 | COLGATE | WI | Washington County | Commissioned | 2025-07-03 | 2025-10-10 | 30 | 6178
5120088 | Panel | 18.56 | 2 | RACINE | WI | Racine County | Commissioned | 2025-07-03 | 2025-10-29 | 291 | 8565
5120103 | Panel | 20.59 | 2 | RACINE | WI | Racine County | Commissioned | 2025-07-03 | 2025-10-29 | 291 | 8565
5120122 | Panel | 200 | 2 | RACINE | WI | Racine County | Commissioned | 2025-07-03 | 2025-11-26 | 421 | 5152
5120601 | Panel Storage | 21.168 | 2 | APPLETON | WI | Outagamie County | Commissioned | 2025-07-07 | 2025-08-29 | 578 | ST52
5120887 | Panel | 8.64 | 1 | WEST BEND | WI | Washington County | Commissioned | 2025-07-07 | 2025-11-21 | 34 | 1061
5120926 | Panel | 8.36 | 1 | MUKWONAGO | WI | Waukesha County | Commissioned | 2025-07-07 | 2025-08-20 | 241 | 7382
5121034 | Panel | 6.08 | 1 | GERMANTOWN | WI | Washington County | Commissioned | 2025-07-07 | 2025-09-10 | 227 | 3962
5121135 | Panel | 13.12 | 1 | EAST TROY | WI | Walworth County | Commissioned | 2025-07-08 | 2025-10-01 | 241 | 7376
5121189 | Panel | 4.48 | 1 | SOUTH MILWAUKEE | WI | Milwaukee County | Commissioned | 2025-07-08 | 2025-08-26 | 247 | 2552
5121253 | Panel | 6.08 | 1 | WEST ALLIS | WI | Milwaukee County | Commissioned | 2025-07-07 | 2025-10-09 | 407 | 9252
5121274 | Panel Storage | 11.5 | 1 | PEWAUKEE | WI | Waukesha County | Commissioned | 2025-07-08 | 2025-08-29 | 103 | 2886
5121309 | Panel | 5.32 | 1 | KENOSHA | WI | Kenosha County | Commissioned | 2025-07-08 | 2025-10-16 | 182 | 9381
5121331 | Panel | 6.4 | 1 | FORT ATKINSON | WI | Jefferson County | Commissioned | 2025-07-08 | 2025-11-07 | 154 | 9162
5121343 | Panel | 4.94 | 1 | MILWAUKEE | WI | Milwaukee County | Commissioned | 2025-07-08 | 2025-11-05 | 87 | 6251
5121505 | Panel | 10.08 | 1 | KENOSHA | WI | Kenosha County | Commissioned | 2025-07-09 | 2025-08-21 | 317 | 3982
5121508 | Panel | 15.356 | 1 | NEENAH | WI | Winnebago County | Commissioned | 2025-07-09 | 2025-09-04 | 70 | BDM2
5121517 | Panel | 60 | 2 | WEYAUWEGA | WI | Waupaca County | Commissioned | 2025-07-09 | 2025-08-28 | 272 | RG62
5121572 | Panel | 7.68 | 1 | WAUWATOSA | WI | Milwaukee County | Commissioned | 2025-07-09 | 2025-10-17 | 87 | 6253
5122007 | Panel | 6.38 | 1 | HORTONVILLE | WI | Outagamie County | Commissioned | 2025-07-10 | 2025-09-02 | 112 | DAL2
5122124 | Panel | 8.36 | 1 | RACINE | WI | Racine County | Commissioned | 2025-07-10 | 2025-09-26 | 291 | 8565
5122215 | Panel | 3.84 | 1 | SOUTH MILWAUKEE | WI | Milwaukee County | Commissioned | 2025-07-10 | 2025-09-24 | 247 | 2552
5122353 | Panel | 11.52 | 1 | MILWAUKEE | WI | Milwaukee County | Commissioned | 2025-07-10 | 2025-12-17 | 151 | 9251
5122358 | Panel | 8.32 | 1 | FRANKLIN | WI | Milwaukee County | Commissioned | 2025-07-11 | 2025-08-22 | 288 | 3051
5122361 | Panel | 30 | 2 | HUBERTUS | WI | Washington County | Commissioned | 2025-07-11 | 2025-09-29 | 455 | 4851
5122370 | Panel | 8.12 | 1 | PLYMOUTH | WI | Sheboygan County | Commissioned | 2025-07-10 | 2025-11-20 | 137 | 4054
5122395 | Storage | 11.5 | 1 | FRANKLIN | WI | Milwaukee County | Commissioned | 2025-07-14 | 2025-11-07 | 288 | 3063
5122582 | Panel | 4.35 | 1 | NEW BERLIN | WI | Waukesha County | Commissioned | 2025-07-11 | 2025-10-13 | 407 | 9271
5122602 | Panel Storage | 11.5 | 1 | RACINE | WI | Racine County | Commissioned | 2025-07-11 | 2025-10-27 | 175 | 9851
5122841 | Panel | 5.7 | 1 | MEQUON | WI | Ozaukee County | Commissioned | 2025-07-14 | 2025-10-10 | 334 | 4372
5122843 | Panel | 9.5 | 1 | KENOSHA | WI | Kenosha County | Commissioned | 2025-07-14 | 2025-09-18 | 314 | 5774
5123285 | Panel | 5.85 | 1 | WAUWATOSA | WI | Milwaukee County | Commissioned | 2025-07-15 | 2025-10-23 | 87 | 6263
5123295 | Panel | 4.48 | 1 | SOUTH MILWAUKEE | WI | Milwaukee County | Commissioned | 2025-07-15 | 2025-09-09 | 448 | 3152
5123303 | Panel Storage | 23 | 2 | BURLINGTON | WI | Racine County | Commissioned | 2025-07-15 | 2025-11-03 | 67 | 1151
5123396 | Panel | 15.6 | 1 | HARTLAND | WI | Waukesha County | Commissioned | 2025-07-15 | 2025-09-18 | 30 | 6172
5123442 | Panel Storage | 15.819 | 1 | GREENDALE | WI | Milwaukee County | Commissioned | 2025-07-15 | 2025-10-07 | 134 | 1661
5123464 | Panel | 7.04 | 1 | MILWAUKEE | WI | Milwaukee County | Commissioned | 2025-07-15 | 2025-12-09 | 152 | 6173
5123482 | Panel | 8.32 | 1 | OAK CREEK | WI | Milwaukee County | Commissioned | 2025-07-15 | 2025-09-18 | 275 | 8452
5123540 | Panel | 6.08 | 1 | WEST ALLIS | WI | Milwaukee County | Commissioned | 2025-07-15 | 2025-09-24 | 256 | 4652
5123813 | Panel | 15 | 1 | GREENVILLE | WI | Outagamie County | Commissioned | 2025-07-16 | 2025-11-12 | 177 | UL52
5123933 | Panel | 11.78 | 1 | WAUWATOSA | WI | Milwaukee County | Commissioned | 2025-07-16 | 2025-12-11 | 249 | 4587
5124187 | Panel Storage | 11.5 | 1 | SHEBOYGAN FALLS | WI | Sheboygan County | Commissioned | 2025-07-16 | 2025-12-15 | 167 | 4261
5124191 | Panel | 13.3 | 1 | MENOMONEE FALLS | WI | Waukesha County | Commissioned | 2025-07-16 | 2025-10-24 | 166 | 2675
5124458 | Panel | 5.76 | 1 | PLEASANT PRAIRIE | WI | Kenosha County | Commissioned | 2025-07-17 | 2025-11-03 | 182 | 9395
5124485 | Panel | 7.64 | 1 | RACINE | WI | Racine County | Commissioned | 2025-07-17 | 2025-12-16 | 422 | 3171
5124496 | Panel | 5.32 | 1 | GREENDALE | WI | Milwaukee County | Commissioned | 2025-07-17 | 2025-10-08 | 134 | 1672
5124572 | Panel Storage | 14.35 | 1 | JOHNSON CREEK | WI | Jefferson County | Commissioned | 2025-07-18 | 2025-11-20 | 174 | 6674
5124577 | Storage | 11.5 | 1 | BROOKFIELD | WI | Waukesha County | Commissioned | 2025-07-18 | 2025-12-18 | 164 | 7952
5124792 | Panel | 5.222 | 1 | MILWAUKEE | WI | Milwaukee County | Commissioned | 2025-07-18 | 2025-09-23 | #N/A
5125142 | Panel | 7.6 | 1 | GERMANTOWN | WI | Washington County | Commissioned | 2025-07-21 | 2025-11-10 | 213 | 5382
5125195 | Panel | 3.48 | 1 | WAUWATOSA | WI | Milwaukee County | Commissioned | 2025-07-21 | 2025-10-22 | 87 | 6263
5125545 | Panel Storage | 17.83 | 1 | FOX POINT | WI | Milwaukee County | Commissioned | 2025-07-22 | 2025-10-31 | 54 | 1493
5125572 | Panel | 10.44 | 1 | SUSSEX | WI | Waukesha County | Commissioned | 2025-07-22 | 2025-10-07 | 333 | 5496
5125644 | Panel | 3.84 | 1 | FORT ATKINSON | WI | Jefferson County | Commissioned | 2025-07-22 | 2025-11-05 | 412 | 5752
5125660 | Panel | 5.933 | 1 | MILWAUKEE | WI | Milwaukee County | Commissioned | 2025-07-22 | 2025-09-08 | 375 | 5552
5125694 | Panel | 7.68 | 1 | KEWASKUM | WI | Washington County | Commissioned | 2025-07-22 | 2025-09-22 | 33 | 9787
5126396 | Panel | 4.8 | 1 | WAUKESHA | WI | Waukesha County | Commissioned | 2025-07-24 | 2025-12-04 | 228 | 3581
5126516 | Panel | 6.613 | 1 | MILWAUKEE | WI | Milwaukee County | Commissioned | 2025-07-24 | 2025-12-03 | 179 | 7251
5126560 | Panel | 3.84 | 1 | RACINE | WI | Racine County | Commissioned | 2025-07-24 | 2025-09-26 | 310 | 2761
5126783 | Panel Storage | 38.2 | 2 | APPLETON | WI | Outagamie County | Commissioned | 2025-07-24 | 2025-10-16 | 20 | HL62
5126820 | Panel Storage | 15.2 | 1 | REESEVILLE | WI | Dodge County | Commissioned | 2025-07-25 | 2025-12-11 | 319 | 7091
5127005 | Panel Storage | 16 | 1 | WEST BEND | WI | Washington County | Commissioned | 2025-07-25 | 2025-11-06 | 33 | 9782
5127044 | Panel | 5.76 | 1 | NEW BERLIN | WI | Waukesha County | Commissioned | 2025-07-25 | 2025-11-11 | 59 | 7773
5127133 | Panel | 7.68 | 1 | CUDAHY | WI | Milwaukee County | Commissioned | 2025-07-25 | 2025-10-23 | 448 | 3151
5127405 | Panel | 15.36 | 1 | FOND DU LAC | WI | Fond du Lac County | Commissioned | 2025-07-28 | 2025-10-23 | 108 | 0172
5127429 | Panel | 8.96 | 1 | NEW BERLIN | WI | Waukesha County | Commissioned | 2025-07-28 | 2025-10-20 | 59 | 7773
5127571 | Panel | 12.92 | 1 | OOSTBURG | WI | Sheboygan County | Commissioned | 2025-07-28 | 2025-09-30 | 1 | 6471
5127575 | Panel Storage | 30.6 | 2 | HUBERTUS | WI | Washington County | Commissioned | 2025-07-28 | 2025-11-04 | 166 | 2681
5127786 | Panel | 4.56 | 1 | HALES CORNERS | WI | Milwaukee County | Commissioned | 2025-07-29 | 2025-09-22 | 413 | 7372
5127787 | Panel Storage | 13.92 | 1 | MILWAUKEE | WI | Milwaukee County | Commissioned | 2025-07-29 | 2025-12-04 | 77 | 7472
5128044 | Panel | 9.5 | 1 | MUKWONAGO | WI | Waukesha County | Commissioned | 2025-07-29 | 2025-09-08 | 241 | 7381
5128171 | Panel | 3.84 | 1 | WATERTOWN | WI | Jefferson County | Commissioned | 2025-07-30 | 2025-11-05 | 98 | 9077
5128175 | Panel | 3.42 | 1 | SHOREWOOD | WI | Milwaukee County | Commissioned | 2025-07-30 | 2025-10-02 | 305 | 2861
5128430 | Panel | 3.84 | 1 | CUDAHY | WI | Milwaukee County | Commissioned | 2025-07-30 | 2025-11-19 | 448 | 3163
5128687 | Panel | 6.962 | 1 | APPLETON | WI | Outagamie County | Commissioned | 2025-07-31 | 2025-10-08 | 20 | HL71
5128706 | Panel | 6.08 | 1 | RACINE | WI | Racine County | Commissioned | 2025-07-31 | 2025-09-26 | 291 | 8554
5128950 | Panel | 4.64 | 1 | SUSSEX | WI | Waukesha County | Commissioned | 2025-07-31 | 2025-12-16 | 333 | 5487
5128955 | Panel | 7.22 | 1 | WAUKESHA | WI | Waukesha County | Commissioned | 2025-07-31 | 2025-10-17 | 228 | 3585
5128981 | Panel Storage | 13.962 | 1 | NEW BERLIN | WI | Waukesha County | Commissioned | 2025-07-31 | 2025-09-24 | 288 | 3062
5128988 | Panel | 5.32 | 1 | DELAFIELD | WI | Waukesha County | Commissioned | 2025-07-31 | 2025-11-15 | 327 | 6446
5129001 | Panel | 7.6 | 1 | ADELL | WI | Sheboygan County | Commissioned | 2025-07-31 | 2025-12-09 | 1 | 6472
5129007 | Panel Storage | 23 | 2 | WALDO | WI | Sheboygan County | Commissioned | 2025-07-31 | 2025-11-07 | 355 | 8651
5129034 | Panel Storage | 11.5 | 1 | FRANKLIN | WI | Milwaukee County | Commissioned | 2025-07-31 | 2025-12-19 | 288 | 3045
5129173 | Panel | 9.6 | 1 | PALMYRA | WI | Jefferson County | Commissioned | 2025-08-01 | 2025-12-15 | 268 | 4151
5129177 | Panel | 10 | 1 | CLYMAN | WI | Dodge County | Commissioned | 2025-08-01 | 2025-11-07 | 98 | 9084
5129229 | Panel | 15.2 | 1 | CEDARBURG | WI | Ozaukee County | Commissioned | 2025-08-01 | 2025-11-03 | 435 | 3881
5129295 | Panel | 5.32 | 1 | WAUKESHA | WI | Waukesha County | Commissioned | 2025-08-01 | 2025-12-03 | 228 | 3585
5129309 | Panel | 7.04 | 1 | GREENFIELD | WI | Milwaukee County | Commissioned | 2025-08-01 | 2025-09-19 | 96 | 1653
5129378 | Panel | 17.6 | 1 | GRAFTON | WI | Ozaukee County | Commissioned | 2025-08-01 | 2025-10-29 | 458 | 3491
5129581 | Panel | 20 | 1 | HORTONVILLE | WI | Outagamie County | Commissioned | 2025-08-04 | 2025-11-25 | 139 | LL82
5129644 | Panel Storage | 19.1 | 1 | KENOSHA | WI | Kenosha County | Commissioned | 2025-08-04 | 2025-11-24 | 182 | 9391
5129712 | Panel Storage | 11.5 | 1 | LAKE MILLS | WI | Jefferson County | Commissioned | 2025-08-04 | 2025-12-16 | 174 | 6684
5129874 | Panel | 9.074 | 1 | SUSSEX | WI | Waukesha County | Commissioned | 2025-08-04 | 2025-09-15 | 333 | 5496
5129999 | Storage | 12 | 1 | BROOKFIELD | WI | Waukesha County | Commissioned | 2025-08-04 | 2025-11-10 | 391 | 8661
5130287 | Panel Storage | 11.5 | 1 | PEWAUKEE | WI | Waukesha County | Commissioned | 2025-08-05 | 2025-10-31 | 367 | 1151
5130345 | Panel | 4.93 | 1 | MILWAUKEE | WI | Milwaukee County | Commissioned | 2025-08-05 | 2025-09-17 | 236 | 3561
5130370 | Panel | 15.37 | 1 | IXONIA | WI | Jefferson County | Commissioned | 2025-08-05 | 2025-10-14 | 98 | 9073
5130473 | Panel | 9.6 | 1 | MILWAUKEE | WI | Milwaukee County | Commissioned | 2025-08-05 | 2025-12-12 | 152 | 6171
5130732 | Panel | 3.84 | 1 | THIENSVILLE | WI | Ozaukee County | Commissioned | 2025-08-05 | 2025-09-18 | 227 | 3963
5130738 | Panel | 10.26 | 1 | GRAFTON | WI | Ozaukee County | Commissioned | 2025-08-05 | 2025-09-17 | 438 | Z774
5130896 | Panel | 24.3 | 2 | SUSSEX | WI | Waukesha County | Commissioned | 2025-08-06 | 2025-09-23 | 30 | 6182
5131024 | Panel Storage | 17.95 | 1 | APPLETON | WI | Outagamie County | Commissioned | 2025-08-06 | 2025-10-03 | 20 | HL74
5131042 | Panel | 6.4 | 1 | MUKWONAGO | WI | Waukesha County | Commissioned | 2025-08-06 | 2025-11-21 | 241 | 7381
5131205 | Panel | 6.38 | 1 | THIENSVILLE | WI | Ozaukee County | Commissioned | 2025-08-06 | 2025-09-29 | 227 | 3963
5131207 | Panel Storage | 19.48 | 1 | WALDO | WI | Sheboygan County | Commissioned | 2025-08-06 | 2025-11-07 | 1 | 6472
5131581 | Panel | 11.517 | 1 | FREDONIA | WI | Ozaukee County | Commissioned | 2025-08-07 | 2025-09-04 | 364 | 9562
5131590 | Panel | 12.215 | 1 | MILWAUKEE | WI | Milwaukee County | Commissioned | 2025-08-07 | 2025-10-17 | #N/A
5131633 | Panel | 3.84 | 1 | FRANKLIN | WI | Milwaukee County | Commissioned | 2025-08-07 | 2025-09-30 | #N/A | #N/A
5131696 | Panel | 8 | 1 | MILWAUKEE | WI | Milwaukee County | Commissioned | 2025-08-07 | 2025-11-19 | 270 | 3772
5131698 | Panel Storage | 11.5 | 1 | NEW LONDON | WI | Waupaca County | Commissioned | 2025-08-08 | 2025-10-03 | 214 | PC54
5131828 | Panel | 10 | 1 | NEW BERLIN | WI | Waukesha County | Commissioned | 2025-08-08 | 2025-11-10 | 135 | 7194
5131878 | Panel | 10 | 1 | DELAFIELD | WI | Waukesha County | Commissioned | 2025-08-08 | 2025-10-30 | 327 | 6446
5131890 | Panel | 14.658 | 1 | MENOMONEE FALLS | WI | Waukesha County | Commissioned | 2025-08-08 | 2025-10-03 | 166 | 2675
5131896 | Panel Storage | 23.932 | 2 | WATERFORD | WI | Racine County | Commissioned | 2025-08-08 | 2025-11-03 | 361 | 6751
5131932 | Panel | 9.12 | 1 | CEDARBURG | WI | Ozaukee County | Commissioned | 2025-08-08 | 2025-11-03 | 227 | 3965
5131960 | Panel | 7.678 | 1 | MENOMONEE FALLS | WI | Waukesha County | Commissioned | 2025-08-08 | 2025-10-24 | 166 | 2684
5132402 | Panel Storage | 11.5 | 1 | NEENAH | WI | Winnebago County | Commissioned | 2025-08-11 | 2025-11-20 | 586 | ST64
5132618 | Panel | 3.84 | 1 | MUKWONAGO | WI | Waukesha County | Commissioned | 2025-08-11 | 2025-09-17 | 241 | 7386
5132645 | Panel | 7.04 | 1 | CUDAHY | WI | Milwaukee County | Commissioned | 2025-08-11 | 2025-10-23 | 448 | 3151
5132698 | Panel | 3.8 | 1 | WATERTOWN | WI | Dodge County | Commissioned | 2025-08-11 | 2025-10-17 | 98 | 9086
5132756 | Panel | 15.2 | 1 | PEWAUKEE | WI | Waukesha County | Commissioned | 2025-08-11 | 2025-10-17 | 277 | 1851
5132779 | Panel | 15.2 | 1 | BLACK CREEK | WI | Outagamie County | Commissioned | 2025-08-11 | 2025-10-17 | 639 | PT54
5132782 | Panel | 5.7 | 1 | NEENAH | WI | Winnebago County | Commissioned | 2025-08-11 | 2025-09-17 | 57 | GW51
5132915 | Storage | 11.5 | 1 | ELM GROVE | WI | Waukesha County | Commissioned | 2025-08-12 | 2025-09-26 | 391 | 8662
5132916 | Panel Storage | 11.5 | 1 | GRAFTON | WI | Ozaukee County | Commissioned | 2025-08-11 | 2025-11-11 | 458 | 3484
5132978 | Panel | 7.04 | 1 | MILWAUKEE | WI | Milwaukee County | Commissioned | 2025-08-12 | 2025-09-29 | 179 | 7265
5133069 | Panel | 6.08 | 1 | GERMANTOWN | WI | Washington County | Commissioned | 2025-08-12 | 2025-10-07 | 213 | 5382
5133099 | Panel | 10.4 | 1 | MEQUON | WI | Ozaukee County | Commissioned | 2025-08-12 | 2025-10-22 | 227 | 3961
5133282 | Panel Storage | 16.38 | 1 | MUKWONAGO | WI | Waukesha County | Commissioned | 2025-08-12 | 2025-10-28 | 241 | 7377
5133688 | Panel | 13.68 | 1 | SEYMOUR | WI | Outagamie County | Commissioned | 2025-08-13 | 2025-11-05 | 353 | IN52
5133768 | Panel | 6.84 | 1 | GREENVILLE | WI | Outagamie County | Commissioned | 2025-08-13 | 2025-11-13 | 139 | LL83
5133995 | Panel | 7.678 | 1 | APPLETON | WI | Outagamie County | Commissioned | 2025-08-14 | 2025-09-30 | 20 | HL63
5134003 | Panel Storage | 19.92 | 1 | MILWAUKEE | WI | Milwaukee County | Commissioned | 2025-08-14 | 2025-11-10 | 179 | 7263
5134142 | Panel | 3.48 | 1 | HARTLAND | WI | Waukesha County | Commissioned | 2025-08-14 | 2025-09-29 | 30 | 6178
5134206 | Panel | 4.48 | 1 | SOUTH MILWAUKEE | WI | Milwaukee County | Commissioned | 2025-08-14 | 2025-10-31 | 448 | 3161
5134280 | Panel | 15.2 | 1 | SHEBOYGAN FALLS | WI | Sheboygan County | Commissioned | 2025-08-14 | 2025-11-24 | 355 | 8652
5134850 | Panel | 5.221 | 1 | APPLETON | WI | Outagamie County | Commissioned | 2025-08-15 | 2025-10-13 | 178 | JCT4
5134872 | Panel | 7.68 | 1 | MUKWONAGO | WI | Waukesha County | Commissioned | 2025-08-15 | 2025-09-18 | 241 | 7386
5135164 | Panel | 3.77 | 1 | RACINE | WI | Racine County | Commissioned | 2025-08-18 | 2025-10-22 | 145 | 2571
5135633 | Panel Storage | 16 | 1 | GREENFIELD | WI | Milwaukee County | Commissioned | 2025-08-18 | 2025-11-10 | 59 | 7773
5135775 | Panel Storage | 15 | 1 | SHAWANO | WI | Shawano County | Commissioned | 2025-08-18 | 2025-11-11 | 365 | AK52
5136012 | Panel | 15.4 | 1 | JOHNSON CREEK | WI | Jefferson County | Commissioned | 2025-08-19 | 2025-11-05 | 174 | 6677
5136014 | Panel Storage | 16.46 | 1 | PORT WASHINGTON | WI | Ozaukee County | Commissioned | 2025-08-19 | 2025-09-23 | 438 | Z774
5136018 | Panel Storage | 11.5 | 1 | COMBINED LOCKS | WI | Outagamie County | Commissioned | 2025-08-19 | 2025-10-30 | 186 | MB52
5136041 | Panel | 5.933 | 1 | WAUKESHA | WI | Waukesha County | Commissioned | 2025-08-19 | 2025-11-10 | 228 | 3594
5136119 | Panel | 3.84 | 1 | MILWAUKEE | WI | Milwaukee County | Commissioned | 2025-08-19 | 2025-11-19 | 407 | 9272
5136122 | Panel Storage | 19.48 | 1 | MILWAUKEE | WI | Milwaukee County | Commissioned | 2025-08-19 | 2025-12-08 | 305 | 2851
5136143 | Panel | 7.68 | 1 | NEW BERLIN | WI | Waukesha County | Commissioned | 2025-08-19 | 2025-12-16 | 59 | 7786
5136145 | Panel | 4.48 | 1 | MILWAUKEE | WI | Milwaukee County | Commissioned | 2025-08-19 | 2025-10-16 | 54 | 1493
5136148 | Panel | 8.96 | 1 | SOUTH MILWAUKEE | WI | Milwaukee County | Commissioned | 2025-08-19 | 2025-11-19 | 275 | 8453
5136689 | Panel Storage | 57.3 | 2 | NEENAH | WI | Winnebago County | Commissioned | 2025-08-20 | 2025-12-12 | 111 | MN53
5137099 | Panel Storage | 28 | 2 | RACINE | WI | Racine County | Commissioned | 2025-08-20 | 2025-11-03 | 304 | 8372
5137164 | Panel | 11.52 | 1 | NEW LONDON | WI | Waupaca County | Commissioned | 2025-08-21 | 2025-11-13 | 453 | DF53
5137165 | Panel Storage | 16.08 | 1 | GRAFTON | WI | Ozaukee County | Commissioned | 2025-08-21 | 2025-11-05 | 458 | 3492
5137503 | Panel | 10.88 | 1 | MUSKEGO | WI | Waukesha County | Commissioned | 2025-08-21 | 2025-10-17 | 288 | 3047
5137573 | Panel Storage | 18.984 | 1 | MUKWONAGO | WI | Waukesha County | Commissioned | 2025-08-21 | 2025-10-21 | 241 | 7386
5137654 | Panel | 10.7 | 1 | BRISTOL | WI | Kenosha County | Commissioned | 2025-08-21 | 2025-12-17 | 317 | 3975
5137783 | Panel | 17.32 | 1 | MENOMONEE FALLS | WI | Waukesha County | Commissioned | 2025-08-21 | 2025-11-21 | 335 | 6382
5137854 | Panel Storage | 17.6 | 1 | WEYAUWEGA | WI | Waupaca County | Commissioned | 2025-08-21 | 2025-11-03 | 203 | ND62
5137889 | Panel Storage | 11.5 | 1 | FREMONT | WI | Waupaca County | Commissioned | 2025-08-21 | 2025-12-10 | 453 | DF51
5137895 | Panel Storage | 20.062 | 2 | OCONOMOWOC | WI | Waukesha County | Commissioned | 2025-08-21 | 2025-12-15 | 30 | 6181
5137983 | Panel | 9 | 1 | OCONOMOWOC | WI | Waukesha County | Commissioned | 2025-08-22 | 2025-12-04 | 25 | 0884
5137985 | Panel Storage | 9 | 1 | APPLETON | WI | Outagamie County | Commissioned | 2025-08-22 | 2025-11-06 | 104 | OH63
5138010 | Panel | 6.08 | 1 | MILWAUKEE | WI | Milwaukee County | Commissioned | 2025-08-22 | 2025-12-16 | 256 | 4652
5138066 | Panel | 5.32 | 1 | CUDAHY | WI | Milwaukee County | Commissioned | 2025-08-22 | 2025-11-05 | 448 | 3153
5138199 | Panel | 6.84 | 1 | MENASHA | WI | Winnebago County | Commissioned | 2025-08-22 | 2025-10-16 | 191 | PK63
5138530 | Panel | 14.82 | 1 | GRAND CHUTE | WI | Outagamie County | Commissioned | 2025-08-25 | 2025-11-03 | 20 | HL62
5138536 | Panel | 9.5 | 1 | APPLETON | WI | Outagamie County | Commissioned | 2025-08-25 | 2025-10-24 | 113 | BY64
5139032 | Panel | 5.933 | 1 | MENOMONEE FALLS | WI | Waukesha County | Commissioned | 2025-08-26 | 2025-10-24 | 335 | 6375
5139033 | Panel | 7.678 | 1 | WEST BEND | WI | Washington County | Commissioned | 2025-08-25 | 2025-11-12 | 33 | 9786
5139093 | Panel | 7.68 | 1 | NEW BERLIN | WI | Waukesha County | Commissioned | 2025-08-26 | 2025-12-02 | 459 | 2252
5139200 | Panel | 7.68 | 1 | MOUNT PLEASANT | WI | Racine County | Commissioned | 2025-08-26 | 2025-10-07 | 291 | 8556
5139232 | Panel | 11.517 | 1 | NEW BERLIN | WI | Waukesha County | Commissioned | 2025-08-26 | 2025-12-08 | 59 | 7793
5139249 | Panel | 9.1 | 1 | GERMANTOWN | WI | Washington County | Commissioned | 2025-08-26 | 2025-11-05 | 227 | 3962
5139465 | Panel | 6.96 | 1 | SUSSEX | WI | Waukesha County | Commissioned | 2025-08-27 | 2025-11-14 | 333 | 5492
5139489 | Panel | 10.73 | 1 | WAUKESHA | WI | Waukesha County | Commissioned | 2025-08-27 | 2025-10-13 | 228 | 3581
5139667 | Panel | 5.32 | 1 | APPLETON | WI | Outagamie County | Commissioned | 2025-08-27 | 2025-11-20 | 389 | NB54
5139910 | Panel | 8.701 | 1 | APPLETON | WI | Outagamie County | Commissioned | 2025-08-28 | 2025-12-17 | 251 | OR54
5140059 | Panel | 14.08 | 1 | MUKWONAGO | WI | Waukesha County | Commissioned | 2025-08-28 | 2025-10-17 | 241 | 7381
5140120 | Panel | 4.872 | 1 | JOHNSON CREEK | WI | Jefferson County | Commissioned | 2025-08-28 | 2025-10-20 | 319 | 7094
5140160 | Panel | 10 | 1 | MUSKEGO | WI | Waukesha County | Commissioned | 2025-08-28 | 2025-12-19 | 445 | 2052
5140302 | Panel | 5.7 | 1 | KENOSHA | WI | Kenosha County | Commissioned | 2025-08-29 | 2025-11-12 | 182 | 9391
5140307 | Panel Storage | 17.28 | 1 | GREENDALE | WI | Milwaukee County | Commissioned | 2025-08-29 | 2025-12-11 | 17 | 4792
5140308 | Panel | 5.44 | 1 | FRANKLIN | WI | Milwaukee County | Commissioned | 2025-08-29 | 2025-12-19 | 288 | 3063
5140363 | Panel | 6.96 | 1 | WATERFORD | WI | Racine County | Commissioned | 2025-08-29 | 2025-11-19 | 468 | 3481
5140458 | Panel | 9.423 | 1 | GREENDALE | WI | Milwaukee County | Commissioned | 2025-08-29 | 2025-12-01 | 288 | 3045
5140716 | Panel | 7.65 | 1 | APPLETON | WI | Outagamie County | Commissioned | 2025-09-02 | 2025-12-05 | 639 | PT51
5140792 | Panel | 6.08 | 1 | KENOSHA | WI | Kenosha County | Commissioned | 2025-09-02 | 2025-11-07 | 14 | 8553
5141136 | Panel | 7.6 | 1 | DE PERE | WI | Brown County | Commissioned | 2025-09-03 | 2025-11-14 | 353 | IN51
5141361 | Panel | 5.7 | 1 | NEENAH | WI | Winnebago County | Commissioned | 2025-09-03 | 2025-10-28 | 111 | MN53
5141392 | Panel | 4.872 | 1 | JOHNSON CREEK | WI | Jefferson County | Commissioned | 2025-09-03 | 2025-10-20 | 319 | 7094
5141426 | Panel Storage | 18.5 | 1 | PEWAUKEE | WI | Waukesha County | Commissioned | 2025-09-03 | 2025-11-17 | 125 | 3192
5141533 | Panel | 6.615 | 1 | APPLETON | WI | Outagamie County | Commissioned | 2025-09-04 | 2025-12-17 | 457 | CH62
5141809 | Panel | 8.36 | 1 | BLACK CREEK | WI | Outagamie County | Commissioned | 2025-09-04 | 2025-11-14 | 639 | PT52
5141878 | Panel | 34.6 | 2 | MILWAUKEE | WI | Milwaukee County | Commissioned | 2025-09-05 | 2025-12-03 | #N/A
5141921 | Panel | 21.9 | 2 | PLEASANT PRAIRIE | WI | Kenosha County | Commissioned | 2025-09-05 | 2025-12-16 | 182 | 9371
5142629 | Panel Storage | 12 | 1 | SUSSEX | WI | Waukesha County | Commissioned | 2025-09-08 | 2025-12-19 | 333 | 5482
5142669 | Panel | 9.048 | 1 | MILWAUKEE | WI | Milwaukee County | Commissioned | 2025-09-08 | 2025-11-19 | #N/A
5142752 | Panel | 5.12 | 1 | WAUKESHA | WI | Waukesha County | Commissioned | 2025-09-08 | 2025-12-17 | 344 | 0453
5143298 | Panel | 15.2 | 1 | GLENBEULAH | WI | Sheboygan County | Commissioned | 2025-09-09 | 2025-10-16 | 137 | 4052
5143375 | Panel | 4.48 | 1 | WAUKESHA | WI | Waukesha County | Commissioned | 2025-09-10 | 2025-11-10 | 366 | 7066
5143438 | Panel | 5.76 | 1 | SOUTH MILWAUKEE | WI | Milwaukee County | Commissioned | 2025-09-10 | 2025-11-12 | 448 | 3161
5143734 | Panel | 12.564 | 1 | PEWAUKEE | WI | Waukesha County | Commissioned | 2025-09-10 | 2025-12-11 | 103 | 2886
5143982 | Panel | 14.014 | 1 | PORT WASHINGTON | WI | Ozaukee County | Commissioned | 2025-09-11 | 2025-12-04 | 387 | 1961
5144071 | Panel Storage | 11.5 | 1 | GREENVILLE | WI | Outagamie County | Commissioned | 2025-09-11 | 2025-12-12 | 139 | LL83
5144156 | Panel | 8.376 | 1 | NORTH PRAIRIE | WI | Waukesha County | Commissioned | 2025-09-11 | 2025-12-16 | 183 | 1362
5144265 | Panel Storage | 17.59 | 1 | HORTONVILLE | WI | Outagamie County | Commissioned | 2025-09-11 | 2025-12-10 | 4 | TN52
5144728 | Panel | 4.48 | 1 | WAUKESHA | WI | Waukesha County | Commissioned | 2025-09-12 | 2025-11-24 | 366 | 7044
5144790 | Panel | 5.32 | 1 | BROOKFIELD | WI | Waukesha County | Commissioned | 2025-09-12 | 2025-12-08 | 407 | 9271
5144904 | Panel | 16.403 | 1 | BROOKFIELD | WI | Waukesha County | Commissioned | 2025-09-13 | 2025-12-05 | 125 | 3192
5145040 | Panel | 15 | 1 | FORT ATKINSON | WI | Jefferson County | Commissioned | 2025-09-15 | 2025-12-15 | 153 | 8362
5145171 | Panel | 7.25 | 1 | COLGATE | WI | Washington County | Commissioned | 2025-09-15 | 2025-10-29 | 455 | 4862
5145229 | Panel | 6.08 | 1 | NEW BERLIN | WI | Waukesha County | Commissioned | 2025-09-15 | 2025-11-15 | 237 | 2774
5145371 | Panel Storage | 14.76 | 1 | DELAVAN | WI | Walworth County | Commissioned | 2025-09-15 | 2025-12-04 | 325 | 6581
5145514 | Panel Storage | 14.155 | 1 | KENOSHA | WI | Kenosha County | Commissioned | 2025-09-16 | 2025-11-07 | 182 | 9391
5145563 | Panel | 10.24 | 1 | WAUKESHA | WI | Waukesha County | Commissioned | 2025-09-16 | 2025-11-18 | 316 | 0963
5145630 | Panel | 6.4 | 1 | WAUKESHA | WI | Waukesha County | Commissioned | 2025-09-16 | 2025-11-07 | 254 | 5253
5145730 | Panel | 9.88 | 1 | NEENAH | WI | Winnebago County | Commissioned | 2025-09-16 | 2025-12-05 | 111 | MN54
5145757 | Panel | 4.872 | 1 | GREENVILLE | WI | Outagamie County | Commissioned | 2025-09-16 | 2025-11-03 | 177 | UL61
5146452 | Panel | 6.282 | 1 | GRAFTON | WI | Ozaukee County | Commissioned | 2025-09-18 | 2025-11-04 | 438 | Z781
5146600 | Panel | 21.638 | 2 | NASHOTAH | WI | Waukesha County | Commissioned | 2025-09-18 | 2025-12-08 | 327 | 6445
5146743 | Panel | 6.09 | 1 | ELM GROVE | WI | Waukesha County | Commissioned | 2025-09-18 | 2025-12-02 | 60 | 2851
5146823 | Panel | 4.64 | 1 | PORT WASHINGTON | WI | Ozaukee County | Commissioned | 2025-09-18 | 2025-12-04 | 352 | 7661
5147204 | Panel | 3.52 | 1 | WATERTOWN | WI | Dodge County | Commissioned | 2025-09-19 | 2025-11-21 | 98 | 9084
5147240 | Panel | 4.8 | 1 | RACINE | WI | Racine County | Commissioned | 2025-09-22 | 2025-12-19 | 291 | 8554
5147602 | Panel Storage | 16 | 1 | FRANKLIN | WI | Milwaukee County | Commissioned | 2025-09-22 | 2025-12-11 | 288 | 3063
5148299 | Panel | 6.4 | 1 | KENOSHA | WI | Kenosha County | Commissioned | 2025-09-24 | 2025-11-19 | 314 | 5774
5148384 | Panel | 22.8 | 2 | BELGIUM | WI | Ozaukee County | Commissioned | 2025-09-24 | 2025-11-13 | 159 | 0588
5148411 | Panel Storage | 34.5 | 2 | PALMYRA | WI | Jefferson County | Commissioned | 2025-09-24 | 2025-12-15 | 268 | 4151
5148416 | Panel | 9.6 | 1 | WAUKESHA | WI | Waukesha County | Commissioned | 2025-09-24 | 2025-12-08 | 228 | 3584
5148706 | Panel | 4.48 | 1 | WAUKESHA | WI | Waukesha County | Commissioned | 2025-09-25 | 2025-12-11 | 254 | 5262
5148757 | Panel | 6.08 | 1 | KENOSHA | WI | Kenosha County | Commissioned | 2025-09-25 | 2025-12-16 | 312 | 6251
5149288 | Panel Storage | 16 | 1 | MARSHALL | WI | Dane County | Commissioned | 2025-09-26 | 2025-12-04 | 174 | 6684
5149394 | Panel | 17.6 | 1 | FRANKSVILLE | WI | Milwaukee County | Commissioned | 2025-09-26 | 2025-12-19 | 291 | 8556
5149576 | Panel | 3.77 | 1 | MILWAUKEE | WI | Milwaukee County | Commissioned | 2025-09-29 | 2025-11-19 | 256 | 4653
5149606 | Panel | 7.309 | 1 | MENOMONEE FALLS | WI | Waukesha County | Commissioned | 2025-09-29 | 2025-12-19 | 359 | 5853
5149738 | Panel | 2.56 | 1 | CALEDONIA | WI | Racine County | Commissioned | 2025-09-29 | 2025-12-17 | 589 | 6584
5149869 | Panel | 8.96 | 1 | WAUKESHA | WI | Waukesha County | Commissioned | 2025-09-29 | 2025-12-08 | 316 | 0952
5149918 | Panel | 12.564 | 1 | HARTLAND | WI | Waukesha County | Commissioned | 2025-09-29 | 2025-12-12 | 30 | 6178
5149967 | Panel | 3.84 | 1 | SOUTH MILWAUKEE | WI | Milwaukee County | Commissioned | 2025-09-29 | 2025-12-22 | 247 | 2552
5150107 | Panel | 5.51 | 1 | GREENDALE | WI | Milwaukee County | Commissioned | 2025-09-30 | 2025-12-08 | 134 | 1671
5150194 | Panel | 9.84 | 1 | WAUKESHA | WI | Waukesha County | Commissioned | 2025-09-30 | 2025-11-15 | 366 | 7066
5150263 | Panel Storage | 11.5 | 1 | WATERFORD | WI | Racine County | Commissioned | 2025-09-30 | 2025-11-20 | 468 | 3481
5150649 | Panel | 8.376 | 1 | HARTLAND | WI | Waukesha County | Commissioned | 2025-10-01 | 2025-11-24 | 30 | 6172
5150883 | Panel | 5.917 | 1 | APPLETON | WI | Outagamie County | Commissioned | 2025-10-01 | 2025-12-05 | 20 | HL71
5150941 | Panel | 6.5 | 1 | BROOKFIELD | WI | Waukesha County | Commissioned | 2025-10-01 | 2025-11-15 | 164 | 7971
5151369 | Panel | 6.282 | 1 | APPLETON | WI | Outagamie County | Commissioned | 2025-10-02 | 2025-12-19 | 389 | NB62
5151381 | Panel | 11.31 | 1 | MILWAUKEE | WI | Milwaukee County | Commissioned | 2025-10-02 | 2025-12-04 | 105 | 2762
5152275 | Panel | 5 | 1 | NEENAH | WI | Winnebago County | Commissioned | 2025-10-06 | 2025-10-31 | 111 | MN52
5153937 | Panel Storage | 15 | 1 | NEW BERLIN | WI | Waukesha County | Commissioned | 2025-10-09 | 2025-12-18 | 329 | 2452
5154001 | Panel | 6.4 | 1 | DELAFIELD | WI | Waukesha County | Commissioned | 2025-10-09 | 2025-11-21 | 90 | 2461
5154996 | Panel Storage | 8.64 | 1 | JACKSON | WI | Washington County | Commissioned | 2025-10-13 | 2025-12-04 | 91 | 5161
5155271 | Panel | 11.517 | 1 | APPLETON | WI | Outagamie County | Commissioned | 2025-10-14 | 2025-12-19 | 20 | HL74
5156327 | Panel | 5.8 | 1 | WAUKESHA | WI | Waukesha County | Commissioned | 2025-10-16 | 2025-12-04 | 254 | 5251
5156461 | Panel | 8.354 | 1 | RACINE | WI | Racine County | Commissioned | 2025-10-17 | 2025-12-11 | 145 | 2571
5157374 | Panel | 6.72 | 1 | MUSKEGO | WI | Waukesha County | Commissioned | 2025-10-20 | 2025-12-16 | 244 | 0162
5157819 | Panel | 5.7 | 1 | OOSTBURG | WI | Sheboygan County | Commissioned | 2025-10-21 | 2025-12-11 | 265 | 8961
5157990 | Panel | 9.6 | 1 | MUSKEGO | WI | Waukesha County | Commissioned | 2025-10-21 | 2025-12-15 | 394 | 5861
5158024 | Panel | 3.2 | 1 | MILWAUKEE | WI | Milwaukee County | Commissioned | 2025-10-21 | 2025-12-19 | 77 | 7451
5158492 | Panel | 11.52 | 1 | WAUPACA | WI | Waupaca County | Commissioned | 2025-10-22 | 2025-12-05 | 203 | ND63
5159097 | Panel | 5.12 | 1 | RACINE | WI | Racine County | Commissioned | 2025-10-24 | 2025-12-11 | 291 | 8552
5159210 | Panel | 9.5 | 1 | CAMPBELLSPORT | WI | Fond du Lac County | Commissioned | 2025-10-24 | 2025-12-16 | 27 | 1841
5159344 | Panel | 7.6 | 1 | APPLETON | WI | Outagamie County | Commissioned | 2025-10-24 | 2025-12-17 | 389 | NB54
5160077 | Panel | 7.656 | 1 | EAGLE | WI | Waukesha County | Commissioned | 2025-10-27 | 2025-12-09 | 127 | 3761
5160138 | Panel | 13.62 | 1 | MOUNT PLEASANT | WI | Racine County | Commissioned | 2025-10-28 | 2025-12-17 | 143 | 1453
5160163 | Panel | 11.4 | 1 | NEENAH | WI | Winnebago County | Commissioned | 2025-10-28 | 2025-12-17 | 111 | MN52
5160876 | Panel | 7.656 | 1 | WHITEWATER | WI | Walworth County | Commissioned | 2025-10-29 | 2025-12-16 | 325 | 6581
5161259 | Panel | 11.49 | 1 | MENOMONEE FALLS | WI | Waukesha County | Commissioned | 2025-10-30 | 2025-12-22 | 166 | 2675
5162659 | Panel | 6.98 | 1 | MUSKEGO | WI | Waukesha County | Commissioned | 2025-11-04 | 2025-12-19 | 244 | 0162